## All SKUs (370)
PN | Brand | Seed Name (Excel) | Title (datasheet) | Description | Our Price RUB | Best Price | Currency | EAN (datasheet) | EAN Source | Weight (g) | Dimensions (mm) | Specs Count | Top Specs | Series | Category | Datasheet | DS Verdict | Photo count (datasheet) | Certifications
00020211 | PEHA | Датчик температуры D 20.672.022 T | combination frames, 2 gang, pure white high-gloss | NOVA combination frames for vertical and horizontal mounting 2 gang, dimensions 83 x 154 mm | 0,00 | 24.5 | EUR | 4010105020212 | datasheet |  | 154 x 83 mm | 8 | Mounting direction=Horizontal and vertical; Material=Plastic; Halogen free=Yes; Surface finishing=Glossy; Colour=White | NOVA | combination frames | YES | CORRECT | 2
010130.10 | Esser | Модуль 4DG/2OP BUS-2/BUS-1 s.m. | 4MG/2A Modul BUS-2/BUS-1, aP |  | 13288,04 | 204.0 | EUR |  |  |  |  | 0 |  |  |  | YES | UNCERTAIN | 1
027913.10 | Esser | Считыватель карт luminAXS mifareD RS485 | MB-Secure PRO Base Board |  | 34276,71 | 512.4 | EUR |  |  |  |  | 0 |  |  |  | YES | WRONG | 0
033588.17 | Esser | Шарнирное соединение для настенного монтажа | WINMAG plus installation medium |  | 3025,82 | 33.0 | EUR |  |  |  |  | 0 |  |  |  | YES | WRONG | 0
1000106 | Howard Leight | Беруши 304L CORDED EARPLUG | Bilsom 304L Foamplug (Corded) | The Bilsom 300 Series earplugs are ideal for workers who need to block out loud noise and demand the best protection and comfort available in an earplug. Europe's most-used polyurethane earplug, the 300 series earplug, offers superior noise-blocking performance in a single-use earplug. Made of POLYURETHANE FOAM, it delivers superior long-wearing comfort and solid performance. Features a SMOOTH, SOIL-RESISTANT SKIN that prevents dirt or other substances from accumulating on skin or entering the e | 13095,00 | 53.75 | GBP | 7312553041106 | datasheet | 0.48 |  | 11 | material=Polyurethane Foam; color=Yellow and white; size=Regular; shape=bullet; corded=True | Bilsom 300 Series | Hearing Protection | YES | CORRECT | 1 | EU Category PPE, Quality Assurance, EU Certification
1006186 | Howard Leight | Беруши 303L FOAMPLUG | HL400™-AM ANTIMICROBIAL-PROTECTED DISPENSER | The Honeywell HL400-AM earplug dispenser features built-in antimicrobial properties to protect the dispenser against stains, discoloration and odors caused by mold, mildew and bacteria. This product does not protect users or others against disease-causing organisms. It is designed to maintain clean workspaces and offers enhanced cleanliness. | 1920,61 | 1794.0 | TWD |  |  |  |  | 11 | antimicrobial_protection=Turn knob and catch tray treated with a silver ion antimicrobial additive; mounting_options=['Wall-mounted', 'Tabletop']; compatible_earplugs=['MAX®', 'MAXLite®', 'Laser Lite®', 'FirmFit®', 'Bilsom 303S/L']; dispenser_capacity_pairs=400; refill_options=['Prefilled recyclable canister', 'Bulk earplug bags'] | HL400-AM | Hearing Protection Dispenser | YES | WRONG | 0
1006187 | Howard Leight | Беруши 303S-YEL/WHT | HL400™-AM ANTIMICROBIAL-PROTECTED DISPENSER | The Honeywell HL400-AM earplug dispenser offers enhanced cleanliness for workspaces with built-in antimicrobial properties. It protects the dispenser itself against stains, discoloration, and odors caused by mold, mildew, and bacteria, though it does not protect users against disease-causing organisms. Designed for easy installation, use, and refilling, it is compatible with a wide range of Howard Leight disposable earplugs. | 2095,17 | 44.48 | USD |  |  |  |  | 5 | antimicrobial_protection=Silver ion additive in turn knob and catch tray; mounting_options=Wall-mounted or tabletop; refill_options=Prefilled recyclable canisters or bulk earplug bags; earplug_compatibility=Howard Leight MAX®, MAXLite®, Laser Lite®, FirmFit®, and Bilsom 303S/L disposable earplugs; dispenser_mechanism=Manual turn knob | HL400-AM | Hearing Protection Dispenser | YES | WRONG | 0
1011893-RU | Sperian | Страховочная привязь SPERIAN TITAN 1-точечная с поясом |  |  | 2447,96 | 75.0 | GBP |  |  |  |  | 0 |  |  |  | NO |  | 0
1011894-RU | Sperian | Страховочная привязь SPERIAN Titan 2-точечная с поясом |  |  | 2706,30 | 71.5 | GBP |  |  |  |  | 0 |  |  |  | NO |  | 0
1011994 | Howard Leight | Наушники противошумные EARMUFF LEIGHTNING L1N | H910 Plus Particulate Respirator |  | 1741,63 | 11.7 | USD |  |  |  |  | 0 |  |  |  | YES | WRONG | 0
1012539 | Howard Leight | Наушники противошумные EARMUFF-LEIGHTNING L1H |  |  | 1652,59 | 14.02 | GBP |  |  |  |  | 0 |  |  |  | NO |  | 0
1012541 | Howard Leight | Наушники противошумные EARMUFF-LEIGHTNING L3H EU | Система обеспечения персонала средствами индивидуальной защиты на объектах гидрогенерации и возобновляемых источников энергии. Нормы и требования |  | 4675,63 | 39.0 | EUR |  |  |  |  | 0 |  |  |  | YES | WRONG | 0
101411 | PEHA | Датчик температуры D 20.572.51.70 | DIAGNOSE PKW |  | 6201,83 | 40.9 | EUR |  |  |  |  | 0 |  |  |  | YES | WRONG | 0
1015021 | Howard Leight | Наушники противошумные EARMUFF-LEIGHTNG L1H HV Hi-Vis | Honeywell Catalog 2025 |  | 1254,50 | 36.14 | USD |  |  |  |  | 0 |  |  |  | YES | UNCERTAIN | 0
104011 | PEHA | Датчик температуры D 20.545.02 | CT40 Mobile Computer |  | 625,95 | 150.75 | USD |  |  |  |  | 0 |  |  |  | YES | UNCERTAIN | 3
1050000000 | Weidmüller | Конечная пластина WAP 2.5-10 | W-Series, Accessories WAP 2.5-10 | The versatile and extensive range of products - from 0.05 mm² to 300 mm² - means that you have diverse options for your applications at your disposal. Hardened steel for mechanical strength and high-quality tinned copper for optimum conductivity. All materials comply with RoHS requirements and have been tested to current environment guidelines. | 45,78 | 1.13 | USD | 4008190103149 | datasheet | 2.57 | Length: 56 mm, Height: 33.5 mm, Width: 1.5 mm | 21 | Length=56 mm; Height=33.5 mm; Width=1.5 mm; Net weight=2.57 g; Operating temperature min=-50 °C | W-Series | Accessories | YES | CORRECT | 0 | ROHS
105411 | PEHA | Датчик температуры D 20.545.21 |  |  | 669,60 | 23.51 | USD |  |  |  |  | 0 |  |  |  | YES |  | 0
1061200000 | Honeywell | Конечный кронштейн Weidmuller WEW 35/2, бежевый | Электромеханическое реле |  | 131,08 | 2.08 | USD |  |  |  |  | 0 |  |  |  | YES | UNCERTAIN | 3
106511 | PEHA | Датчик температуры D 20.6511.02 OKS | Are your speakers prepared for Digital Audio? Jamo are. |  | 452,50 | 4.77 | EUR |  |  |  |  | 0 |  |  |  | YES | WRONG | 0
109411 | PEHA | Датчик температуры D 20.645.21 |  |  | 669,60 | 5.33 | EUR |  |  |  |  | 0 |  |  |  | YES | EMPTY | 0
121679-L3 | Honeywell | Ручной аспиратор Honeywell 121679-L3 |  |  | 17168,64 | 550.0 | USD |  |  |  |  | 0 |  |  |  | YES |  | 0
125711 | PEHA | Термостатический вентиль Honeywell D 20.610.21 TV |  |  | 714,10 | 5.7 | EUR |  |  |  |  | 0 |  |  |  | YES |  | 0
127411 | PEHA | Термостатический вентиль Honeywell D 20.6511.21 | V51E Butterfly Valve |  | 919,27 | 7.7 | EUR |  |  |  |  | 0 |  |  |  | YES | WRONG | 0
129464N/U | Honeywell | Миниатюрная трубка Honeywell Mini Peeper 129464N/U | EC7820 Primary Control Meeting European Community Timings |  | 1997,60 | 246.66 | USD |  |  |  |  | 0 |  |  |  | YES | WRONG | 0
129625-L3 | Honeywell | Набор для подключения Honeywell GasAlert Series IR 129625-L3 |  |  | 55352,00 | 188.0 | USD |  |  |  |  | 0 |  |  |  | YES |  | 0
13960 | Esser | Источник питания Honeywell PSU 52Ah для MB-Secure | Axial Flow Valves Technical Bulletin |  | 46288,36 | 850.0 | USD |  |  |  |  | 0 |  |  |  | YES | UNCERTAIN | 3
153711 | PEHA | Термостатический вентиль Honeywell D 20.610.70 TV |  |  | 1040,60 | 51.99 | PLN |  |  |  |  | 0 |  |  |  | YES |  | 3
155111 | PEHA | Термостатический вентиль Honeywell D 20.6511.70 | Boiler Manual |  | 864,29 | 59.49 | PLN |  |  |  |  | 0 |  |  |  | YES | WRONG | 0
157413 | PEHA | Термостатический вентиль Honeywell D 20.810.70 HR | OWNER'S MANUAL |  | 1318,20 | 63.49 | PLN |  |  |  |  | 0 |  |  |  | YES | WRONG | 0
158811 | PEHA | Термостатический вентиль Honeywell D 20.244.02 JR | Spare parts list |  | 490,60 | 8.75 | EUR |  |  |  |  | 0 |  |  |  | YES | UNCERTAIN | 3
162211 | PEHA | Термостатический вентиль Honeywell D 20.572.150.21 | Remote I/O IS1 CPU und Power Modul für Zone 1 |  | 3654,40 | 63.95 | CHF |  |  |  |  | 0 |  |  |  | YES | WRONG | 3
1631930000 | Honeywell | Клеммный блок Weidmüller 1631930000 SCHT 5S PA66 BG | MINIATURE CIRCUIT BREAKERS - 5SL C CURVE |  | 520,30 | 2.39 | USD |  |  |  |  | 0 |  |  |  | YES | WRONG | 3
171111 | PEHA | Термостатический вентиль Honeywell D 20.571.02 T | Parts Catalog Edition 200.1 |  | 598,00 | 194.0 | SEK |  |  |  |  | 0 |  |  |  | YES | UNCERTAIN | 3
171411 | PEHA | Термостатический вентиль Honeywell D 20.574.02 T | 1&1 Drillisch AG |  | 2018,40 | 230.0 | EUR |  |  |  |  | 0 |  |  |  | YES | WRONG | 1
174111 | PEHA | Термостатический вентиль Honeywell D 20.571.64 T |  |  | 561,58 | 10.83 | EUR |  |  |  |  | 0 |  |  |  | YES |  | 0
174411 | PEHA | Термостатический вентиль Honeywell D 20.574.64 T |  |  | 952,40 | 25.26 | EUR |  |  |  |  | 0 |  |  |  | YES |  | 0
174813 | PEHA | Радиоприемник Honeywell D 20.485.64 RADIO | SCALE INHIBITOR |  | 25482,00 | 126.5 | EUR |  |  |  |  | 0 |  |  |  | YES | WRONG | 3
179433 | PEHA | Модуль MP3 Honeywell D 20.673.022 W | Installations covered by ETS in Germany 2021 (02/05/2022) | This document is an official report from Umwelt Bundesamt and DEHSt, detailing industrial installations covered by the Emissions Trading Scheme (ETS) in Germany for the year 2021. It includes comprehensive data on emissions and allocations for each listed installation across various sectors and regions. | 13032,00 | 17090.05 | RUB |  |  |  |  | 0 |  |  | Environmental Emissions Report | YES | UNCERTAIN | 0
179951 | PEHA | Линейный сканер Honeywell D 20.486.702 LS | COMPOSITION DU PORTEFEUILLE DU FRR Au 30 septembre 2024 | Financial report detailing the composition of the FRR (Fonds de Réserve pour les Retraites) portfolio as of September 30, 2024. It includes sections for Actions (stocks), Obligations (bonds), Organismes de Placement Collectifs (collective investment schemes), Fonds d'Actifs Non-Cotes (unlisted assets funds), Fonds de Dettes - Fonds Collectifs (debt funds - collective funds), Fonds de Dettes - Fonds Dedies (debt funds - dedicated funds), and Fonds de Capital Investissement - Fonds Dedies (private | 5445,00 | 4158.0 | RUB |  |  |  |  | 0 |  |  |  | YES | UNCERTAIN | 1
183791 | PEHA | Модуль управления Honeywell D 20.671.201.022 |  |  | 3348,82 | 88.23 | USD |  |  |  |  | 0 |  |  |  | NO |  | 0
184791 | PEHA | Детектор пламени Honeywell D 20.671.222.022 |  |  | 3348,81 | 2046.0 | USD |  |  |  |  | 0 |  |  |  | NO |  | 0
185091 | PEHA | Детектор пламени Honeywell D 20.671.223.192 | END ITEM, SMARTID SCREW COVER, GEN II, ROHS COMPLIANT |  | 3348,85 | 343.96 | EUR |  |  |  |  | 0 |  |  |  | YES | WRONG | 0
185191 | PEHA | Детектор пламени Honeywell D 20.671.240.192 | Lead(IV) acetate |  | 1917,12 | 6006.0 | CZK |  |  |  |  | 0 |  |  |  | YES | UNCERTAIN | 0
185491 | PEHA | Детектор пламени Honeywell D 20.671.243.022 |  |  | 1917,14 | 6006.0 | CZK |  |  |  |  | 0 |  |  |  | YES |  | 3
185891 | PEHA | Детектор пламени Honeywell D 20.672.201.022 | Building Energy Efficiency Plan |  | 5525,23 | 549.84 | EUR |  |  |  |  | 0 |  |  |  | YES | UNCERTAIN | 2
187091 | PEHA | Детектор пламени Honeywell D 20.672.222.702 |  |  | 5581,97 | 575.2 | EUR |  |  |  |  | 0 |  |  |  | YES |  | 3
187591 | PEHA | Детектор пламени Honeywell D 20.672.243.022 | COAT DUST:GP;102 CM;COTTON |  | 3348,83 | 30.07 | EUR |  |  |  |  | 0 |  |  |  | YES | WRONG | 0
188091 | PEHA | Детектор пламени Honeywell D 20.673.201.702 | Audited annual report CANDRIAM BONDS |  | 9348,10 | 525.0 | EUR |  |  |  |  | 0 |  |  |  | YES | WRONG | 0
189091 | PEHA | Детектор пламени Honeywell D 20.673.222.192 |  |  | 9291,30 | 478.95 | EUR |  |  |  |  | 0 |  |  |  | YES | EMPTY | 3
189291 | PEHA | Детектор пламени Honeywell D 20.673.223.192 | Prestige 3D Dado Main Carrier |  | 9291,30 | 443.95 | CHF |  |  |  |  | 0 |  |  |  | YES | WRONG | 3
189791 | PEHA | Детектор пламени Honeywell D 20.673.244.192 | Model X25 Soldering Iron |  | 5469,29 | 261.95 | CHF |  |  |  |  | 0 |  |  |  | YES | UNCERTAIN | 3
190191 | PEHA | Детектор пламени Honeywell D 20.674.201.702 | PCD1.W5200-A20 E-Line S-Serie RIO 8AO |  | 12697,00 | 2959.0 | PLN |  |  |  |  | 0 |  |  |  | YES | WRONG | 3
190511 | PEHA | Детектор пламени Honeywell D 515 | Updateschulung für das Brandmeldesystem NF 1000 | Updateschulung für das Brandmeldesystem NF 1000, welches die Brandmelderzentralen NF 300, NF 3000, NF 500 und NF 5000 umfasst. Die Schulungsinhalte umfassten die Anpassung der Systeme NF 300 bis NF 5000 für die EN 54-02 (CPD), Besonderheiten der Hardware und Software, neue Teilnehmer für Ringbus Zentralen und das Windows-Programmiertool. | 902,70 | 10.03 | EUR |  |  |  |  | 0 |  | NF 1000, NF 300, NF 3000, NF 500, NF 5000 | Training Certificate | YES | UNCERTAIN | 3
190891 | PEHA | Детектор пламени Honeywell D 20.674.220.192 | ANNUAL REPORT 2015 |  | 11817,67 | 9358.0 | RUB |  |  |  |  | 0 |  |  |  | YES | UNCERTAIN | 3
190991 | PEHA | Детектор пламени Honeywell D 20.674.220.702 |  |  | 11874,00 | 18596.0 | CZK |  |  |  |  | 0 |  |  |  | YES | EMPTY | 3
191091 | PEHA | Детектор пламени Honeywell D 20.674.221.192 | 6 Bar Pressure Relief Valve |  | 12641,00 | 127.5 | EUR |  |  |  |  | 0 |  |  |  | YES | WRONG | 3
191191 | PEHA | Детектор пламени Honeywell D 20.674.222.022 | DATAmatic 1000 Electronic Data Processing System Preliminary Manual of Information |  | 12641,00 | 9952.0 | RUB |  |  |  |  | 0 |  |  |  | YES | WRONG | 3
191591 | PEHA | Детектор пламени Honeywell D 20.674.240.192 |  |  | 7521,67 | 359.95 | CHF |  |  |  |  | 0 |  |  |  | YES |  | 0
191791 | PEHA | Детектор пламени Honeywell D 20.674.242.702 | TRANSCENDENT 2000 SINGLE BOARD SYNTHESIZER |  | 7589,00 | 425.0 | EUR |  |  |  |  | 0 |  |  |  | YES | WRONG | 3
193111 | PEHA | Детектор пламени Honeywell D 550 | Pushbutton switch, single pole | Pushbutton switch for all flush-mounting ranges 10 A 250 V AC, Single pole, push to make switch, in compliance with workplace regulations, can be illuminated with the aid of neon lamp/filament lamp elements, single pole, pust to make switch. | 924,50 | 10.5 | EUR | 4010105193114 | datasheet |  | 70.8 x 70.8 x 50.5 | 15 | assembly_arrangement=Basic element; model=Single push button; contacts=1 make contact (NO); mounting_method=Flush mounted (plaster); material=Duroplast |  | Pushbutton switch | YES | CORRECT | 2
203-183-420 | Honeywell | Модуль WLAN Honeywell INWL01c |  |  | 1084,16 | 133.63 | USD |  |  |  |  | 0 |  |  |  | YES | EMPTY | 1
20511 | PEHA | Датчик Honeywell D 20.675.022 T | DDP-416 VERIFICATION AND TEST PROGRAMS |  | 3654,50 | 52.47 | EUR |  |  |  |  | 0 |  |  |  | YES | UNCERTAIN | 3
210213 | PEHA | Датчик Honeywell D 433 HAB O.A | Actuating switch for installation, electronic | Actuating switch for installation, electronic | 8582,50 | 53.24 | EUR |  |  |  |  | 3 | standards=['DIN EN 60669-1 (VDE 0632 Teil 1):2009-10', 'EN 60669-1:1999 + A1:2002 + A2:2008+', 'EN 60669-2-1(VDE 0632-2-1) :2010-03', 'EN 60669-2-1: 2004 + A1:2009', 'DIN EN 60669-2-1/A12 (VDE 0632-2-1/A12) 2010-09', 'EN 60669-2-1:2004/A12:2010', 'IEC 60669-1(ed.3); am1; am2', 'IEC 60669-2-1/ed.4);am1']; directives=['Low Voltage Directive (2006/95/EC)', 'EMC Directive (2004/108/EC)', 'RoHS Directive (2011/65/EU)']; VDE_certificate_no=40011436 |  | Actuating switch | YES | UNCERTAIN | 1 | CE, VDE
2208WFPT | Dell | Системный блок Honeywell 2208WFPT |  |  | 1129,00 | 107.07 | PLN |  |  |  |  | 0 |  |  |  | NO |  | 0
22811 | PEHA | Датчик Honeywell D 20.534.022 |  |  | 2021,00 | 10.49 | EUR |  |  |  |  | 0 |  |  |  | YES | WRONG | 1
23511 | PEHA | Датчик Honeywell D 20.540.022 GLK | VisionPRO® IAQ Total Home Comfort System |  | 448,70 | 5.15 | CHF |  |  |  |  | 0 |  |  |  | YES | WRONG | 1
239053 | PEHA | USB адаптер Honeywell D 95.610.03 USB SPV | Produktkatalog Løft 2020/2021 |  | 649,20 | 749.98 | RUB |  |  |  |  | 0 |  |  |  | YES | UNCERTAIN | 3
240W | Honeywell | Зарядное устройство Honeywell 240W | AMD240-AN 240 W digital amplifier | The Honeywell AMD240-AN is a 240 W digital power amplifier featuring a power transformer and high-performance toroidal output. It includes fuse protection for both power input and output. The front panel is equipped with LED indicators for FAIL, SIGNAL, and ON status, along with a power switch. The rear panel provides a balanced audio input connector (0 dB, 600 ohm) with a pin connector, a volume control, and output connectors for COM, 100V, 70V, and 50V lines. It operates on a 230 VAC power sup | 1756,00 | 313.95 | USD |  |  | 5800 | 132 (H) x 91 (W) x 365 (D) | 13 | Material=Steel enclosure; Mounting Type=To be inserted into CAMD5 (1 unit); User Interface=3 x Status LED (FAIL, SIGNAL, ON), 1 x ON/OFF power switch, Gain trimmer; Operating Temperature=-5°C to +60°C; Operating Humidity=25% to 75% | AMD | Power Amplifier | YES | WRONG | 1 | EN54-16: 0068-CPR-018/2016 del 27/4/2016
272369098 | Honeywell | Кабельный разъем Honeywell 6pol Socket H07RN |  |  | 609,33 | 609.33 | RUB |  |  |  |  | 0 |  |  |  | NO |  | 0
27711 | PEHA | Датчик Honeywell D 20.610.022 AT | FRACTIONAL WATT VUILLEUMIER CRYOGENIC REFRIGERATOR PROGRAM ENGINEERING NOTEBOOK |  | 1318,20 | 14.99 | EUR |  |  |  |  | 0 |  |  |  | YES | WRONG | 3
280869341 | Honeywell | Комплект Honeywell ASD1/V2-COMPLETE |  |  | 25664,60 | 25664.6 | RUB |  |  |  |  | 0 |  |  |  | NO |  | 0
280870645 | Honeywell | Кабель соединительный Honeywell ATR1-CONNECTING CABLE-2POL |  |  | 11,33 | 149.99 | USD |  |  |  |  | 0 |  |  |  | NO |  | 0
29011 | PEHA | Датчик Honeywell D 20.610.022 UAE/2 NA | Style Variant 29011 LED CG-S Rettungszeichenleuchte | Einseitig abstrahlende LED Rettungszeichenleuchte aus hochwertigem, UV-beständigem und halogenfreiem Kunststoff in LED-Technologie. Sie bietet eine große Auswahl an Siebdruck-Piktogrammscheiben mit einfacher Schnappmontage. Der Wartungsaufwand ist minimiert durch eine hohe Lebensdauererwartung der LEDs von bis zu 50.000 Stunden und verkürzten Inspektionsaufwand durch CEWA GUARD Technologie. Sie ermöglicht automatische Funktionsüberwachung von bis zu 20 Leuchten pro Stromkreis und reduzierte Inst | 825,00 | 5.47 | EUR |  |  | 1100 | 342 x 200 x 68 | 21 | viewing_distance_m=32; luminous_flux_at_end_of_rated_lifetime_percent=100; housing_material=Polycarbonat (850 °C glühdrahtbeständig); housing_color=Grau; mounting_type=Wandmontage | Style Variant | Rettungszeichenleuchte | YES | UNCERTAIN | 1 | DIN 4844
2904617 | Honeywell | Источник питания Honeywell QUINT4-PS/1AC/24DC/20/+ |  |  | 41943,19 | 392.04 | USD |  |  |  |  | 0 |  |  |  | YES |  | 1
29313 | PEHA | Датчик Honeywell D 20.410.022 BM | Thermistor Types and Compatibility Chart |  | 10645,00 | 10645.0 | RUB |  |  |  |  | 0 |  |  |  | YES | UNCERTAIN | 0
2CDG110146R0011 | ABB | Источник питания Honeywell SV/S30.640.5.1 | SV/S30.640.5.1 Power Supply with Diagnostics, 640 mA, MDRC | Compact Power Supply 640 mA with integrated choke. Quick diagnostics by LED display and ETS communication objects. Analysis of the operating state and the bus line possible by means of ABB i-bus tool. Additional voltage output to supply an additional line in conjunction with an additional choke. | 82115,33 | 353.43 | EUR | 4016779866699 | datasheet | 260 | 64.5 x 90 x 72 | 25 | Customs Tariff Number=85044082; Minimum Order Quantity=1 piece; E-Number (Switzerland)=405800315; E-Number (Finland)=2815459; E-Number (Sweden)=1738478 |  | Low Voltage Products and Systems → Home and Building Automation → KNX → Power Supply → KNX Power Supplies | YES | WRONG | 0 | CE, RoHS Compliant
2CDG110177R0011 | ABB | IP-интерфейс Honeywell IPS/S3.1.1 | IPS/S3.1.1 IP Interface, MDRC | The ABB IPS/S3.1.1 is a DIN-rail mountable IP interface that connects the KNX bus with an Ethernet network using the KNXnet/IP protocol for tunneling. It enables programming of KNX devices via LAN using ETS, offers 5 tunneling servers, supports fixed or DHCP IP addresses, and can be powered by 12-30 V DC or Power over Ethernet (PoE). | 66119,00 | 567721.12 | ARS | 4016779906517 | datasheet | 100 | 36 x 90 x 64.5 | 15 | Auxiliary Voltage AC/DC=12 ... 30 V DC; Power Supply=PoE; Color=Grey; Communication Interface=Ethernet; Communication Speed=1 Mbps | IPS/S3.1.1 | KNX, System Infrastructure and Interfacing, IP Routers and Interfaces | YES | CORRECT | 2 | CE, RoHS (EU Directive 2011/65/EU)
2SM-3.0-SCU-SCU-1 | Optcom | Оптический соединительный шнур Honeywell 2SM-3.0-SCU-SCU-1 |  |  | 209,52 | 380.0 | RUB |  |  |  |  | 0 |  |  |  | NO |  | 0
2SM-3.0-SCU-SCU-15 | Optcom | Оптический соединительный шнур Honeywell 2SM-3.0-SCU-SCU-15 |  |  | 371,00 | 381.0 | RUB |  |  |  |  | 0 |  |  |  | NO |  | 0
304L | Honeywell | Беруши Honeywell CORDED EARPLUG 1CS=500PAIRS | Bilsom 304L Foamplug (Corded) |  | 0,00 | 68.25 | AED |  |  |  |  | 0 |  |  |  | YES | UNCERTAIN | 1
309811 | PEHA | Датчик температуры D 95.540.70 | Rocker switch for 500-series aluminium enamelled | Rocker switch for 500-series basic elements for independent 2 way switch, intermediate switch, pushbutton switch plain (article no. 516, 517, 550, 550/4, 556) | 775,22 | 9.75 | CHF | 4010105309812 | datasheet |  |  | 7 | Halogen free=Yes; Model=Single rocker; Type of fastening=Clamp mounting; Material=Plastic; Surface finishing=Glossy | 500-series | Rocker switch | YES | CORRECT | 1
311513 | PEHA | Датчик температуры D 95.810.70 HR | DA 1220 wall inlet fine-meshed |  | 1849,00 | 345.0 | SEK |  |  |  |  | 0 |  |  |  | YES | WRONG | 3
3240190 | Honeywell | Перфорированная DIN-рейка 3240190 |  |  | 1715,48 | 17.3026 | USD |  |  |  |  | 0 |  |  |  | YES |  | 0
3240197-RU | Phoenix Contact | Кабельный канал 3240197-RU | Cable duct - CD 25X80 | Cable duct for installation and mounting in control cabinets, gray, comprising upper part and mounting base, width: 25 mm, height: 80 mm, length: 2000 mm. Key advantages include predetermined breaking points for tool-free, burr-free bar removal, easy and burr-free cutting with PPS CD or CUTFOX-CD cable duct cutters, wide diagonal heads for secure cover fitting, wire retaining clips for secure conductor holding, and plastic body-bound rivets for easy fixing. | 1808,89 | 13.98 | USD | 4046356459136 | datasheet | 800 | 25 x 80 x 2000 | 16 | width_mm=25; height_mm=80; length_mm=2000; color=gray; material=PVC | CD | Cable duct | YES | WRONG | 3 | CSA (Approval ID: 248269), UL Recognized (Approval ID: FILE E 328576), VDE Zeichengenehmigung (Approval ID: 40027969), EAC (Approval ID: RU C-DE.PB68.W.00478)
3240197 | Honeywell | Кабельный канал 3240197 | CD 25X80 | Cable duct, gray, consisting of upper and lower part, width: 25 mm, height: 80 mm, length 2000 mm | 1808,90 | 133.0 | CNY | 4046356459136 | datasheet |  | Length: 2000 mm, Height: 80 mm, Width: 25 mm | 12 | sales group=B204; Pack=10 pcs.; Customs tariff=39259020; Catalog page information=Page 102 (NTK-2010); Length (b)=2000 mm |  | Cable duct | YES | UNCERTAIN | 3 | CSA, UL, VDE-PZI
3240199 | Honeywell | Кабельный канал 3240199 |  |  | 3159,72 | 52.51 | EUR |  |  |  |  | 0 |  |  |  | YES |  | 0
3240248 | Honeywell | Кабельный канал 3240248 |  |  | 1017,92 | 4.18 | EUR |  |  |  |  | 0 |  |  |  | YES | EMPTY | 0
3240348 | Honeywell | Кабельный канал 3240348 |  |  | 3818,36 | 22.27 | EUR |  |  |  |  | 0 |  |  |  | YES | EMPTY | 1
3240357 | Honeywell | Кабельный канал 3240357 | Microswitches, mechanical |  | 4618,21 | 56.155 | USD |  |  |  |  | 0 |  |  |  | YES | WRONG | 0
3240605 | Honeywell | Кабельный канал 3240605 | Microswitch |  | 1491,10 | 42.02 | RON |  |  |  |  | 0 |  |  |  | YES | WRONG | 3
336011 | PEHA | Ключевой датчик D 95.610/2.70 KEY | Small Volume Prover Installation, Operation & Service Manual |  | 1402,00 | 14.2 | EUR |  |  |  |  | 0 |  |  |  | YES | WRONG | 1
35111 | PEHA | Датчик давления D 20.671.192 T | 1 CHANNEL MODULAR TRANSMITTER |  | 625,93 | 24.2 | USD |  |  |  |  | 0 |  |  |  | YES | WRONG | 3
35211 | PEHA | Датчик давления D 20.672.192 T | Frequency Counter |  | 1226,33 | 12.75 | EUR |  |  |  |  | 0 |  |  |  | YES | WRONG | 3
36022-RU | DKC | Горизонтальный угол 100x80мм 36022-RU |  |  | 2507,27 | 2507.27 | RUB |  |  |  |  | 0 |  |  |  | YES |  | 1
36024-RU | DKC | Горизонтальный угол 200x80мм 36024-RU |  |  | 1793,50 | 1793.5 | RUB |  |  |  |  | 0 |  |  |  | YES |  | 1
36026-RU | DKC | Горизонтальный угол 400x80мм 36026-RU |  |  | 3048,00 | 84.88 | PLN |  |  |  |  | 0 |  |  |  | YES | EMPTY | 3
36142-RU | DKC | Т-образный соединитель 100x80мм 36142-RU |  |  | 2507,33 | 28000.0 | RUB |  |  |  |  | 0 |  |  |  | NO |  | 0
36144-RU | DKC | Т-образный соединитель 200x80мм 36144-RU | African Journal of Agricultural Research | The African Journal of Agricultural Research (AJAR) is a double blind peer reviewed journal. AJAR publishes articles in all areas of agriculture such as arid soil research and rehabilitation, agricultural genomics, stored products research, tree fruit production, pesticide science, post-harvest biology and technology, seed science research, irrigation, agricultural engineering, water resources management, agronomy, animal science, physiology and morphology, aquaculture, crop science, dairy scien | 1793,57 | 29000.0 | RUB |  |  |  |  | 0 |  | October 2020 | Journal | YES | UNCERTAIN | 3 | OPEN ACCESS, Creative Commons Attribution 4.0 International License, Crossref, Similarity Check, CrossRef Cited-by Linking, International Digital Publishing Forum (IDPF)
36146-RU | DKC | Т-образный соединитель 400x80мм 36146-RU |  |  | 3951,25 | 42000.0 | RUB |  |  |  |  | 0 |  |  |  | NO |  | 0
36204-RU | DKC | Перекрестный соединитель 200x80мм 36204-RU |  |  | 3716,00 | 3716.0 | RUB |  |  |  |  | 0 |  |  |  | NO |  | 0
36206-RU | DKC | Соединительный муфта Honeywell 36206-RU, 400x80мм | QST Amateur Radio | The April 1936 issue of QST, the official organ of the American Radio Relay League, featuring articles on amateur radio technology, station activities, and news. The cover highlights an article on 'A Simplified High-Performance Superhet'. | 4746,00 | 4746.0 | RUB |  |  |  |  | 0 |  |  | Magazine | YES | WRONG | 3
36299-RU | DKC | Адаптер RRC Honeywell 36299-RU, 400x200мм | DIXI 1101 Centre Drill |  | 4161,50 | 4161.5 | RUB |  |  |  |  | 0 |  |  |  | YES | WRONG | 3
369111 | PEHA | Устройство Honeywell D 95.571.78 | SERVICE MANUAL (DOMESTIC) |  | 517,70 | 493.0 | RUB |  |  |  |  | 0 |  |  |  | YES | WRONG | 2
369211 | PEHA | Устройство Honeywell D 95.572.78 |  |  | 552,60 | 5.87 | EUR |  |  |  |  | 0 |  |  |  | NO |  | 0
37011 | PEHA | Устройство Honeywell D 20.530.192 |  |  | 841,60 | 10.99 | EUR |  |  |  |  | 0 |  |  |  | YES | EMPTY | 3
38511 | PEHA | Устройство Honeywell D 20.540.192 GLK | EVALUATION OF INSULATION MATERIALS AND COMPOSITES FOR USE IN A NUCLEAR RADIATION ENVIRONMENT Phase I |  | 467,10 | 467.1 | RUB |  |  |  |  | 0 |  |  |  | YES | WRONG | 3
39611 | PEHA | Устройство Honeywell D 20.545.192 | STEALTH® FAMILY |  | 669,60 | 5.64 | EUR |  |  |  |  | 0 |  |  |  | YES | WRONG | 3
400-ATII | Honeywell | Жесткий диск Honeywell 400-ATII, 300GB 15K RPM SAS 12Gbps | Fusion IV NVR Series |  | 18259,00 | 140.69 | EUR |  |  |  |  | 0 |  |  |  | YES | WRONG | 0
42511 | Esser | Устройство Honeywell D 20.677.192-Z | Transistor |  | 1134,90 | 1134.9 | RUB |  |  |  |  | 0 |  |  |  | YES | WRONG | 3
50017460-001/U | Honeywell | Трансформатор Honeywell 50017460-001/U, 230-120-24/24V |  |  | 14960,00 | 114.99 | USD |  |  |  |  | 0 |  |  |  | YES | EMPTY | 1
52811 | PEHA | Устройство Honeywell D 20.534.702 | AN/URA-17E Group Signal Data Converter |  | 2021,00 | 1267.43 | RUB |  |  |  |  | 0 |  |  |  | YES | WRONG | 3
54611 | PEHA | Устройство Honeywell D 20.545.702 | OCMULGEE NATIONAL MONUMENT VISITOR CENTER SOLAR HEATING AND COOLING SYSTEM DESIGN REVIEW DATA |  | 1040,62 | 8.42 | EUR |  |  |  |  | 0 |  |  |  | YES | WRONG | 3
57511 | Esser | Устройство Honeywell D 20.677.702-Z |  |  | 1367,10 | 1367.1 | RUB |  |  |  |  | 0 |  |  |  | YES | EMPTY | 1
580249.11 | Honeywell | Усилитель Honeywell 580249.11, 4XD500, Версия 1.1 |  |  | 376592,44 | 2596.75 | EUR |  |  |  |  | 0 |  |  |  | NO |  | 0
581263 | Honeywell | Потолочный громкоговоритель Honeywell 581263, 6 Вт |  |  | 1324,29 | 104.16 | EUR |  |  |  |  | 0 |  |  |  | NO |  | 0
581270 | Esser | Настенный громкоговоритель Honeywell 581270, 6 Вт |  |  | 2242,25 | 8.318 | RUB |  |  |  |  | 0 |  |  |  | NO |  | 0
581276 | Honeywell | Настенный громкоговоритель Honeywell 581276, 10 Вт |  |  | 12745,04 | 12745.04 | RUB |  |  |  |  | 0 |  |  |  | NO |  | 0
583491A | Esser | Кабель входной Honeywell 583491A, DOM-amp. 0,5м зеленый |  |  | 1041,21 | 1041.21 | RUB |  |  |  |  | 0 |  |  |  | NO |  | 0
583520 | Honeywell | Цифровая станция вызова Honeywell DCS Plus e54-16 | VARIODYN ONE Digital Call Station DCS plus / DKM plus | The VARIODYN ONE Digital Call Station DCS plus allows selection of loudspeaker circuits, transmission of voice announcements, gongs, and alarms. It connects via standard CAT5 cable to the VARIODYN ONE INC-D control device, supporting up to four simultaneous audio signals. Connection can be redundant, up to 300m via CAT5 or 20km via fibre-optic cabling. The DCS plus can be expanded with up to six DKM plus digital keyboard modules (PN 583526), providing up to 120 keys and LEDs per station. The mic | 126089,93 | 1759.0 | GBP |  |  | 1420 | 200 x 49.4 x 200 | 24 | product_models=[{'name': 'Digital Call Station DCS plus', 'features': '12 freely configurable keys (with LEDs), 2 LEDs, 1 microphone, 1 loudspeaker, 1 external audio input, 1 external audio output', 'pn': '583520'}, {'name': 'Digital Keyboard Module DKM plus', 'features': '18 freely configurable keys (with LEDs)', 'pn': '583526'}]; audio_output_nominal_level_dBu=0; audio_output_max_level_dBu=< 6; audio_output_transmission_range_hz=20 - 22000; audio_input_nominal_level_dBu=0 | VARIODYN ONE | Digital Call Station | YES | CORRECT | 3 | BS EN54-16
600GB-SAS2.5 | Honeywell | Жесткий диск Honeywell 600GB-SAS2.5, 600 GB SAS 10K | HP LIGHTWEIGHT NOTEBOOK |  | 27720,00 | 145.0 | USD |  |  |  |  | 0 |  |  |  | YES | WRONG | 0
600GB-SAS3.5 | Honeywell | Жесткий диск 3.5" HDD 600 GB SATA | Fulfillment for Contract Logistics | Warehouse Star is a cloud-based Warehouse Management System (WMS) and Fulfillment solution designed by Bitergo GmbH (owned by DB Schenker AG) to help businesses ramp up their warehouses quickly and optimize logistics processes. It focuses on Warehousing, B2B, SaaS, and SCM, serving over 100 customers, handling 25,000 picks per day, and processing 1 million EDI transactions per month. Key benefits include a 50% faster ramp-up (simple warehouses in 2 days worldwide), a 40% increase in picking effi | 23256,75 | 110.0 | USD |  |  |  |  | 6 | cost_savings_vs_on_premise=35% over 3 years; ramp_up_time_simple_warehouses=2 days worldwide; picking_efficiency_increase=40%; pricing_monthly_fees={'Beginner': {'users': 'Up to 9', 'site_fee': '199 €', 'user_fee': '89 €', 'target_audience': 'Carriers, e-Commerce & production'}, 'Star': {'users': '10-29', 'site_fee': '549 €', 'user_fee': '49 €', 'target_audience': 'Contract Logistics and 3PL'}, 'Rockstar': {'users': '30+', 'site_fee': '1,499 €', 'user_fee': '19 €', 'target_audience': '4PL'}}; total_cost_3_years_on_premise=89,291.34 € (for 11 users) | Warehouse Star Apps | Warehouse Management System (WMS), Fulfillment Software, Logistics Software | YES | WRONG | 3 | WMS 2021 VALIDIERT by Fraunhofer IML
603111 | PEHA | Датчик D 771.02 | STT 3000 Series STT250 SMART TEMPERATURE TRANSMITTER |  | 188,58 | 1.38 | EUR |  |  |  |  | 0 |  |  |  | YES | WRONG | 0
604411 | PEHA | Датчик D 701 DO F | Compacta Isolierdose 1fach flach Einbau für Schalter und Taster | Isolierdose für COMPACTA-Geräte, 1-fach, flach, zum Einbau für Schalter und Taster. Schwer entflammbar nach VDE 0606. | 238,33 | 2.68 | EUR | 4010105604412 | datasheet |  | Ø45 x 22 | 11 | Mit Abschirmung=Nein; Halogenfrei=Ja; Montageart=Hohlwand; Form=rund; Bauform=Gerätedose | COMPACTA | Isolierdose | YES | CORRECT | 1 | VDE 0606
6500-LRK | Honeywell | Линейный извещатель ACCESS BEAM CONV/L REFLECTOR 75M-100M |  |  | 10517,91 | 165.0 | EUR |  |  |  |  | 0 |  |  |  | NO |  | 0
65UL3J | Honeywell | Светодиодная панель LED 65UL3J-E | Wireless Doorbell and Chime |  | 122100,00 | 1112.99 | USD |  |  |  |  | 0 |  |  |  | YES | UNCERTAIN | 0
704960 | Honeywell | Запасное стекло для малого MCP |  |  | 2550,65 | 34.0 | GBP |  |  |  |  | 0 |  |  |  | NO |  | 0
7508001857 | Weidmuller | Модуль ввода FTA-C300-16DI-F-SLIM-G3-S |  |  | 40670,20 | 578.18 | USD |  |  |  |  | 0 |  |  |  | NO |  | 0
7508001858 | Weidmuller | Модуль ввода FTA-C300-16DI-F-SLIM-G3-S |  |  | 45412,68 | 48679.19 | RUB |  |  |  |  | 0 |  |  |  | NO |  | 0
7508002114 | Weidmuller | Модуль распределения питания Power Distribution FTA | 8-местная стойка с резервным источником питания |  | 15610,38 | 40834.56 | RUB |  |  |  |  | 0 |  |  |  | YES | WRONG | 0
773111 | PEHA | Датчик D 95.571.70.60 | combination frame, single, aluminium/chrome | DIALOG exclusiv combination frame with metal insert for vertical and horizontal mounting, Single, dimensions 81 x 86 mm | 1484,09 | 70.0 | USD | 4010105773118 | datasheet |  | 81 x 86 mm | 9 | mounting_direction=Horizontal and vertical; material=Plastic; halogen_free=True; surface_finishing=Glossy; colour=Aluminium | DIALOG exclusiv | combination frame | YES | CORRECT | 2
773211 | PEHA | Датчик D 95.572.70.60 | combination frames, 2 gang, aluminium/chrome | DIALOG exclusiv combination frame with metal insert for vertical and horizontal mounting 2 gang, dimensions 81 x 157 mm | 1484,09 | 24.88 | EUR | 4010105773217 | datasheet |  | 81 x 157 x 42.5 | 10 | mounting_direction=Horizontal and vertical; material=Plastic; halogen_free=Yes; surface_finishing=Glossy; colour=Aluminium | DIALOG exclusiv | combination frames | YES | CORRECT | 1
775511 | PEHA | Датчик D 95.6511.26 | SCHUKO socket STANDARD red | SCHUKO socket STANDARD with clamp terminals and red socket, particularly suitable for use in computer system applications double pole, 16 A 250 V, with connecting terminals in compliance with VDE 0620, with red central plate for combinations, with labelling field 7 x 44 mm. | 918,40 | 723.45 | USD | 4010105795516 | datasheet |  |  | 16 | with_child_protection=No; frequency=50-60 Hertz; nominal_voltage=250 Volt; halogen_free=Yes; nominal_current=16 Ampere | STANDARD | SCHUKO socket | YES | WRONG | 0 | VDE 0620
775611 | PEHA | Датчик D 95.6511.26 K | AIRBUS DEFENCE AND SPACE GMBH |  | 1871,75 | 1073.0 | RUB |  |  |  |  | 0 |  |  |  | YES | UNCERTAIN | 3
777911 | PEHA | Датчик D 95.610.26 TV NA | A2300 Mixer Black |  | 865,10 | 496.0 | RUB |  |  |  |  | 0 |  |  |  | YES | WRONG | 3
778311 | PEHA | Датчик D 95.610.26 UAE/2-N | Audio Point Nova Design Radio Receiver |  | 979,00 | 122.45 | USD |  |  |  |  | 0 |  |  |  | YES | WRONG | 3
786711 | PEHA | Датчик D 95.610.03 UAE/1-N | PUBLIC REGISTER NOTICE - EMPLOYMENT EQUITY ACT, 1998 | This document is a Public Register Notice published by the Department of Labour in the South African Government Gazette. It lists designated employers who have submitted employment equity reports in terms of Section 21 of the Employment Equity Act, Act No. 55 of 1998. The list includes the business name and an EE Reference Number for each employer. | 401,82 | 6.87 | EUR |  |  |  |  | 0 |  |  | Government Notice | YES | UNCERTAIN | 3
787411 | PEHA | Датчик D 95.610.03 UAE/2-N | Annual report and consolidated and separate financial statements for the year ended 31 March 2025 | Honeywell Flour Mills Plc is principally involved in the manufacturing and marketing of wheat based products such as flour, semolina, whole wheat meal, noodles and pasta, and management of Free Trade Zone Enterprises. | 603,25 | 174.99 | CZK |  |  |  |  | 0 |  |  |  | YES | UNCERTAIN | 3 | ISO-certified, Corporate Governance Rating System assessment
787511 | PEHA | Датчик D 95.610.02 UAE/2-N | Model R740VWD Chassis M6 |  | 758,67 | 9.49 | EUR |  |  |  |  | 0 |  |  |  | YES | UNCERTAIN | 3
788013.40.RU | Honeywell | Панель управления пожаротушением Exting. control panel 8010, RU | Fire alarm control panel IQ8Control C |  | 169951,00 | 315.0 | EUR |  |  |  |  | 0 |  |  |  | YES | WRONG | 2
788311 | PEHA | Датчик D 95.573.03.61 | e-medic Silence ST-M i3 lüfterloser Medical Mini Computer |  | 2492,50 | 1217.0 | RUB |  |  |  |  | 0 |  |  |  | YES | WRONG | 3
788600 | Esser | Корпус для накладного монтажа, серый 788600 | esserbus alarm transponder, 4 IN/2 OUT with isolator |  | 806,65 | 50.35 | SAR |  |  |  |  | 0 |  |  |  | YES | WRONG | 3
7910180000 | Weidmüller | Клемма отключения WTR4 без STB 7910180000 | WTR 4 |  | 165,06 | 3.641 | EUR |  |  |  |  | 0 |  |  |  | YES | UNCERTAIN | 3
797211 | PEHA | D 95.572.19.61 |  |  | 1124,40 | 1066.0 | RUB |  |  |  |  | 0 |  |  |  | YES |  | 1
802371 | Esser | Оптический дымовой извещатель 802371 | Optical smoke detector IQ8Quad with isolator | Optical smoke detector which works using the light scatter principle to guarantee safe and early detection of fire. Responds well to slow-burning, smouldering fires. Intelligent fire detector with decentralized intelligence, automatic function self-test, CPU failure mode, alarm and operating data memory, alarm indicator, soft-addressing and operating indication. The detector is provided with an integrated isolator. A remote indicator can be connected. | 6535,76 | 108.0 | EUR |  |  | 110 | Ø 117 mm, H 49 mm (62 mm incl. base) | 16 | operating_voltage=8-42 V DC; quiescent_current_19V_DC=50 µA; quiescent_current_FACP_battery=approx. 280 µA; alarm_current_without_communication_curtain=18 mA; area_to_be_monitored=110 m² | IQ8Quad | Optical smoke detector | YES | CORRECT | 3 | VdS, BOSEC, EN 54-7/-17:2005, DoP-20104130701, DIBt system authorization (for operation with Automatic Door System)
802374 | Esser | Комбинированный извещатель O²T мультисенсорный 802374 | IQ8Quad-ST - Self-Test series of detectors |  | 6111,00 | 24.64 | EUR |  |  |  |  | 0 |  |  |  | YES | WRONG | 3
804791 | Esser | Панель дистанционной индикации Loop LED 804791 | Loop LED remote indicator panel for 32 messages | Same as 764790, but with integrated and wired esserbus transponder 32 LEDs for operation as a remote indicating panel for the esserbus. For connection to the esserbus and powered loop in fire alarm systems 8000 and IQ8Control. Isolator (Part No. 788612) not included, please order separately. This indicator panel is not suitable for application as an initial warning device for the fire brigade. | 34511,29 | 846.0 | EUR |  |  | 1000 | 270x221x71 | 11 | operating_voltage=10 - 15 V DC; quiescent_current=approx. 1 mA @ 12 V DC; alarm_current=approx. 380 mA @ 12 V DC (incl. 32 LED & buzzer); display=32 LED, red; connection_terminal_size=1.5 mm² | esserbus | Fire Alarm System Component | YES | CORRECT | 3 | VdS
804905 | Esser | Электронный модуль IQ8MCP 804905 | IQ8MCP electronic module with isolator | Addressable electronic module suitable for use in the esserbus and powered loop with alarm latch and alarm indicator. Optional connection for conventional MCP. Without BUS connection, the detector operates as conventional MCP. Built-in loop isolator in the manual call point. An external detector zone (D-line) could be connected with up to ten conventional manual call points (internal Alarm resistor for each detector 1 KOhm) - e.g. Part No. 804900 or 804901 to this IQ8 manual call point model and | 6387,92 | 81.0 | EUR |  |  | 236 | 133 (W) x 133 (H) x 36 (D) | 17 | operating_voltage=8 - 42 V DC; quiescent_current=45 µA @ 19 V DC; alarm_current=18 mA (w/o communication curtain); max_detectors_per_zone=10; max_detectors_per_loop=127 | IQ8 | Electronic module for Manual Call Point | YES | CORRECT | 3 | VdS, EN 54-11 type B, DoP-20489130701
805576 | Honeywell | Табличка для базы извещателя (набор из 10) 805576 | IQ8Quad-ST - Self-Test series of detectors |  | 2057,96 | 9.7 | GBP |  |  |  |  | 0 |  |  |  | YES | WRONG | 3
805577 | Honeywell | Адаптер для монтажа (набор из 10) 805577 | esserbus® alarm transponder |  | 2262,16 | 29.11 | EUR |  |  |  |  | 0 |  |  |  | YES | WRONG | 3
805590 | Honeywell | База извещателя стандартная 805590 | Base for ES Detect range | The Base (805590-D) is for use with compatible ES Detect range of conventional fire detectors, which can be used on zone circuits of compatible conventional fire panels, mains powered interfaces and LV interface. | 810,28 | 22.4 | EUR |  |  | 60 | 24 mm (depth) x 115 mm (diameter) | 7 | ambient_temperature_c=-20 to +54; ambient_humidity_percent=< 95 (non condensing); storage_temperature_c=-25 to +70; terminal_wire_gauge_mm2=1.5 to 2.5; housing_material=ABS-V0 | ES Detect | Fire Detector Base | YES | CORRECT | 3
806602 | Honeywell | NS 35/15 WH PERF 2000MM 806602 | 2026 Notice of Annual Meeting of Shareholders and Proxy Statement |  | 4188,30 | 53.1 | USD |  |  |  |  | 0 |  |  |  | YES | UNCERTAIN | 3
808606 | Esser | Транспондер пожарный Esserbus IQ8FCT XS 808606 | esserbus® -Transponder IQ8FCT XS |  | 6981,92 | 221.34 | EUR |  |  |  |  | 0 |  |  |  | YES | CORRECT | 2
808610.10 | Esser | Транспондер Esserbus 12 реле 808610.10 | esserbus transponder 12 relays (8 bit) | The esserbus transponder works as a loop device on the multi-functional primary line. With the 12 relays module, it is possible to expand the number of control zones per control unit. Depending on the control unit, it can be integrated or used with fire detectors in mixed operation. The esserbus transponder can be optionally extended by adding the additional isolator board Part No. 788612. esserbus transponder voltage supply: via the multi-functional primary line. The esserbus transponder can be | 23371,04 | 393.3 | USD |  |  | 110 | 150 x 82 x 20 | 16 | operating_voltage=10 ... 28 V DC; quiescent_current_at_19V_DC=approx. 250 µA; current_consumption_at_12V_DC=approx. 3 mA; contact_load_relay=30 V DC / 1 A (max. 3 A each transponder); ambient_temperature=-10 °C ... 50 °C | esserbus | Transponder, Relay Module | YES | CORRECT | 3 | VdS, BOSEC
808621 | Honeywell | Транспондер шины IQ8FCT LP 808621 |  |  | 12605,12 | 169.0 | EUR |  |  |  |  | 0 |  |  |  | NO |  | 0
815511 | PEHA | D 95.610.02 TAE NA | Audio Point Nova Design |  | 1068,60 | 209.0 | DKK |  |  |  |  | 0 |  |  |  | YES | WRONG | 3
815611 | PEHA | D 95.610.02 TV NA |  |  | 462,47 | 9.03 | EUR |  |  |  |  | 0 |  |  |  | YES | EMPTY | 3
816713 | PEHA | D 95.810.02 HR | Central plate with pushbutton pure white | Central plate with pushbutton for rotary dimmers and potentiometers | 919,25 | 255.0 | CZK | 4010105816716 | datasheet |  |  | 7 | Halogen free=Yes; Model=Turn button; Type of fastening=Screw mounting; Material=Plastic; Surface finishing=Glossy |  | Central plate | YES | CORRECT | 1
820111 | PEHA | D 95.571.02 | TECHNICAL PUBLICATIONS INDEX |  | 475,79 | 4.29 | EUR |  |  |  |  | 0 |  |  |  | YES | UNCERTAIN | 0
820511 | PEHA | D 95.575.02 | Series 8 Miniature Manual Switches |  | 763,00 | 27.63 | EUR |  |  |  |  | 0 |  |  |  | YES | WRONG | 3
820611 | PEHA | D 95.6511.02 SI | TTL TEST CLIP |  | 1063,31 | 4.77 | EUR |  |  |  |  | 0 |  |  |  | YES | UNCERTAIN | 3
821811 | PEHA | Детектор пламени Esser D 95.540.02 GLK | Federal Register, Vol. 76, No. 130, Thursday, July 7, 2011 |  | 697,50 | 6.9 | EUR |  |  |  |  | 0 |  |  |  | YES | UNCERTAIN | 2
824611 | PEHA | Тепловой извещатель Esser D 95.610.03 TAE NA | Central plate for TAE and UAE white | Central plate for TAE and UAE/TAE junction boxes for up to 3 connections, with labelling field 7 x 64 mm. | 907,90 | 122.0 | DKK | 4010105824612 | datasheet |  |  | 7 | mounting_method=Flush mounted (plaster); material=Plastic; material_quality=Thermoplastic; surface_finishing=Glossy; color=Cream white (electro white) |  | Electrical accessory | YES | CORRECT | 1
829211 | PEHA | Детектор пламени Esser D 95.572.03 | FUTURELINK STAFFING SOLUTIONS PAYROLL & IR GAUTENG |  | 273,50 | 4.56 | EUR |  |  |  |  | 0 |  |  |  | YES | WRONG | 0
830811 | PEHA | Детектор пламени Esser D 95.540.03 GLK |  |  | 448,70 | 5.28 | EUR |  |  |  |  | 0 |  |  |  | YES |  | 3
846811 | PEHA | Детектор пламени Esser D 95.572.19 | Regular Meeting Agenda and Departmental Reports |  | 559,50 | 395.89 | GBP |  |  |  |  | 0 |  |  |  | YES | UNCERTAIN | 2
871-229-201 | Honeywell | Зарядная станция Honeywell MULTIDOCK, CHARGE ONLY CK3, AD22 | Single Dock, Standard |  | 30368,79 | 533.78 | GBP |  |  |  |  | 0 |  |  |  | YES | WRONG | 0
885711 | PEHA | Тепловой извещатель Esser D 95.610.02 KTU |  |  | 338,50 | 14.99 | EUR |  |  |  |  | 0 |  |  |  | NO |  | 0
885811 | PEHA | Тепловой извещатель Esser D 95.610.03 KTU | Rocker switch with plug-in terminals for all flush-mounted programmes 10 AX/250 V~ |  | 208,62 | 141.75 | USD |  |  |  |  | 0 |  |  |  | YES | WRONG | 3
887111 | PEHA | Тепловой извещатель Esser D 95.244.02 T |  |  | 490,50 | 59.99 | USD |  |  |  |  | 0 |  |  |  | NO |  | 0
902591 | PEHA | Оптический извещатель Esser D 1930/4.02 O.A. | Stereo-loudspeaker junction box, pure white | Stereo-loudspeaker junction box for speaker connection cable up to 10 mm², Front connection with 2 x 2 screwless connecting blocks, rear connection with screw terminals. | 2447,00 | 24.92 | EUR | 4010105902594 | datasheet |  |  | 6 | mounting_method=Flush mounted (plaster); material=Other; material_quality=Other; surface_finishing=Not applicable; colour=White |  | Loudspeaker Junction Box | YES | CORRECT | 1
91940-RU | Honeywell | Гибкая гофрированная труба Honeywell (в метрах) | TMMR |  | 49,41 | 37.59 | UAH |  |  |  |  | 0 |  |  |  | YES | UNCERTAIN | 3
940293 | PEHA | Тепловой извещатель Esser D 20.607.022 FTR | Treeline Community |  | 1295,53 | 1630.42 | RUB |  |  |  |  | 0 |  |  |  | YES | UNCERTAIN | 3
A133230-00 | Honeywell | Коммуникационный модуль Honeywell STRAALH.COMMMK2, BISON., STAND. | COMMANDER Shotblasting Helmet | The Honeywell COMMANDER is a series of shotblasting helmets with air supply, offering proven solutions for users in harsh environments. These helmets provide high-level protection with comfortable pressure, featuring a rubber coating to reduce noise and wear. Key features include a low flow indicator for increased safety, shoulder, back, and chest protection via a cape, a disposable visor protecting the main visor, a mesh screen, and an adjustable headband for comfort. All parts are easily repla | 23011,39 | 449.16 | EUR |  |  | 2000 |  | 9 | weight_including_hose_regulator_g=2000; visor_dimensions_mm=145x90; alarm_trigger_flow_rate=140 l/min or 37 US gal/min; npf=2000; apf=40 | COMMANDER | Respiratory Protection / Shotblasting Helmets | YES | WRONG | 1 | EN 14594, CE certified
AF00-B65 | Honeywell | Датчик температуры Honeywell OUTDOOR AIR PT1000, IP65 | AF00, AF10, AF12 and AF20 OUTSIDE TEMPERATURE SENSORS |  | 2791,00 | 75.12 | EUR |  |  |  |  | 0 |  |  |  | YES | UNCERTAIN | 2
AT-MMC200LX | Honeywell | Медиаконвертер Allied Telesis AT-MMC200LX |  |  | 12908,75 | 286.47 | EUR |  |  |  |  | 0 |  |  |  | NO |  | 0
AT-MMCR18-60-RU | Honeywell | Шасси Allied Telesis AT-MMCR18-60-RU |  |  | 52788,50 | 732.0 | USD |  |  |  |  | 0 |  |  |  | NO |  | 0
AT-TRAY4 | Honeywell | Кронштейн для монтажа Allied Telesis AT-TRAY4 | Sky Connect™ Tracking System |  | 7242,50 | 74.99 | CHF |  |  |  |  | 0 |  |  |  | YES | WRONG | 3
BF-HWC4-PN16-0125 | Honeywell | Задвижка с диском Honeywell DN125 MBV DI Body Disk Matl Epoxy coated |  |  | 4131,64 | 34979.05 | KZT |  |  |  |  | 0 |  |  |  | NO |  | 0
BS-420G2 | Autronica | Пожарный извещатель Autronica BS 420G2 | 6242Y Twin & Earth Cable |  | 117501,00 | 3595.0 | USD |  |  |  |  | 0 |  |  |  | YES | WRONG | 3
BWC4-Y-R | Honeywell | Газоанализатор Honeywell BWC4 - O2, LEL, H2S, CO, Yellow, RU | BW™ Clip4 | The Honeywell BW™ Clip4 is a wearable, always-on four-gas detector designed for hassle-free operation with a 2-year continuous runtime, requiring no charging or battery or sensor replacements. It detects Hydrogen Sulfide (H2S), Carbon Monoxide (CO), Oxygen (O2), and Combustible Gases (LEL), offering dependable functionality, streamlined management with IntelliDoX, and compliance alerts. | 97560,26 | 733.0 | GBP |  |  | 233 | 120 x 68 x 32 mm | 13 | operating_temperature=-20°C to 55°C (CH4), -40°C to +55°C (CO, O2, H2S); humidity=5-95% RH (non-condensing) continuous; ip_rating=IP68; alarms=Visual, vibrating, audible (95 dB); Low, High, TWA, STEL, OL (over limit); self_test=Activated detectors automatically perform one internal diagnostic test every 24 hours (sensors, battery, and circuitry). | BW™ Clip4 | Multi-Gas Detector | YES | UNCERTAIN | 1 | Class I, Div 1, Group A, B, C, D Class I, Zone O, Group IIC, ATEX: II 1G Ex ia IIC T4 Ga, IECEx: Ex ia IIC T4 Ga, Conforms to all applicable European directives.
C7355A1050 | Honeywell | Мультисенсор настенный Honeywell C7355A1050 | C7355A Room IAQ Monitor |  | 182410,00 | 6906.95 | USD |  |  |  |  | 0 |  |  |  | YES | UNCERTAIN | 2
CAB-010-SC-SM | Hyperline | Оптический адаптер Honeywell CAB-010-SC-SM | CATALOG 2009 |  | 8,73 | 10.0 | RUB |  |  |  |  | 0 |  |  |  | YES | UNCERTAIN | 3
CABLE-0.22-8T | Honeywell | Оптический кабель Honeywell CABLE-0.22-8T | I/O Modules, Expansion Modules & Wiring Adapter |  | 38,21 | 201.95 | USD |  |  |  |  | 0 |  |  |  | YES | WRONG | 3
CATALIST | Honeywell | Свитч Honeywell CATALIST | UOP R-264 CCR Platforming™ Catalyst | UOP's R-264 catalyst is a low platinum and high density spherical catalyst designed for use in continuous regeneration reforming units (such as the CCR Platforming™ process) for upgrading low-quality naphtha. It converts naphtha, in the presence of hydrogen, into high-octane reformate, hydrogen, motor fuel blending stocks for gasoline, BTX aromatics, and high-purity hydrogen for other refinery processes. R-264 provides maximum operational flexibility, allowing for increased throughput or higher | 0,00 | 16878.0 | USD |  |  | 125000 | 1.6 | 11 | Circulating_ABD_lb_ft3=40.0; Circulating_ABD_kg_m3=641; Static_ABD_lb_ft3=41.8; Static_ABD_kg_m3=670; Nominal_diameter_inch=1/16 |  | Continuous Regeneration Reforming Catalyst | YES | WRONG | 1
CB015A | Honeywell | Принтер Honeywell CB015A | HP Officejet Pro K8600 Color Printer series |  | 25560,00 | 3200.0 | USD |  |  |  |  | 0 |  |  |  | YES | UNCERTAIN | 1
CF274A | HP | Принтер Honeywell CF274A | HP LaserJet Pro 400 Printer M401 series |  | 6164,00 | 159.99 | GBP |  |  |  |  | 0 |  |  |  | YES | WRONG | 3
CM010610 | DKC | Винт с квадратной головкой Honeywell CM010610 |  |  | 4,09 | 7.15 | RUB |  |  |  |  | 0 |  |  |  | YES | EMPTY | 3
CM100600-RU | DKC | Гайка с защитой от раскручивания Honeywell CM100600-RU | Металлорукав из оцинкованной стали |  | 3,60 | 74.28 | RUB |  |  |  |  | 0 |  |  |  | YES | WRONG | 3
CN80-HB-CNV-0 | Honeywell | База для зарядки Honeywell CN80-HB-CNV-0 | CN80 Handheld Computer |  | 26030,40 | 222.99 | USD |  |  |  |  | 0 |  |  |  | YES | WRONG | 3
COLOR | Honeywell | Принтер Honeywell COLOR | Honeywell Industrial Safety Branding Guidelines | This document outlines the branding guidelines for Honeywell Industrial Safety (HIS), a global provider of personal protective equipment (PPE) and gas detection devices. It details how distributors should consistently position and present Honeywell brands, logos, color palettes, and type-fonts. The guidelines cover the brand strategy, a five-tier hierarchy (Master, House, Endorsed, Standalone, Licensed Brands), logo usage rules (size, clear zone, backgrounds), trademark usage, wordmark eliminati | 0,00 | 450.0 | USD |  |  |  |  | 0 |  |  | Branding Guidelines | YES | WRONG | 3
CPO-RL4 | Honeywell | Контроллер BACnet MS/TP Honeywell CPO-RL4 | ComfortPoint Open CPO-Rxx ROOM CONTROLLERS |  | 49970,55 | 450.0 | EUR |  |  |  |  | 0 |  |  |  | YES | WRONG | 0
CR-M024DC2 | Honeywell | Реле Honeywell CR-M024DC2 | ESB 24 Installation Contactor (2 N.O., 24V) |  | 676,50 | 8.88 | USD |  |  |  |  | 0 |  |  |  | YES | WRONG | 3
CR-M4LC | Honeywell | Коннектор для реле Honeywell CR-M4LC | Electrification UK Contractor handbook |  | 1152,00 | 11.28 | USD |  |  |  |  | 0 |  |  |  | YES | WRONG | 3
CR-MH | ABB | Зажим для крепления реле Honeywell CR-MH | Electrification UK Contractor handbook |  | 63,00 | 3.9 | USD |  |  |  |  | 0 |  |  |  | YES | UNCERTAIN | 3
CR-P/M42 | Honeywell | Защитный диод Honeywell CR-P/M42 | Fundamental and Applied Problems of Engineering and Technology | Scientific and technical journal published since 1995, issued six times a year. It covers fundamental and applied problems of engineering and technology. The journal is registered in the Federal Agency for Supervision of Communications, Information Technology and Mass Media (Certificate PI № FS77–67029 from 30.08.2016). It is indexed in the Russian Science Citation Index (RSCI), Chemical Abstracts, and Google Scholar. It is also included in the list of peer-reviewed scientific publications by th | 98,00 | 0.76 | USD |  |  |  |  | 0 |  | № 2 (370) 2025 | Scientific and Technical Journal | YES | UNCERTAIN | 0 | ISSN 2073-7408, Certificate of registration PI № FS77–67029 from 30.08.2016, Indexed in Russian Science Citation Index (RSCI), Indexed in Chemical Abstracts, Indexed in Google Scholar, Higher Attestation Commission K1 category
CSR | Honeywell | Основание неглубокое красное Honeywell CSR | WINMAG plus installation medium |  | 1353,15 | 1353.15 | RUB |  |  |  |  | 0 |  |  |  | YES | WRONG | 2
CWR | Honeywell | Основание глубокое IP65 красное Honeywell CWR | Non-Addressable Audible Visual Devices (Sounders) | Honeywell's Non-Addressable sounder is a high quality device designed to alert building occupants of an emergency. The product features a new folded horn design which provides outstanding sound output at low current draw. With its modern design, global tone set and extensive installer-friendly features, the sounder is the logical choice for specifiers, installers and distributors. Available in various configurations including Red or White body colours, and low profile or deep/IP65 bases, offerin | 2034,09 | 6.31 | EUR |  |  | 190g (low profile standard device); 197g (deep/IP65 standard device); 200g (low profile first fix option); 207g (deep/IP65 first fix option) | Diameter: 100mm; Height: 77mm (low profile), 102mm (deep base) | 14 | Operating Voltage=9 to 29VDC (Approved to EN54-3 @ 9-14V and 18-29V); Average Current Consumption=31mA @ 29VDC (Tone 8); Maximum Sound Output=107dB (A) @ 1m (Tone 23); Operating Temperature=-25°C to 70°C; Relative Humidity=93% ±3% non condensing | Sounders | Audible Visual Devices | YES | WRONG | 3 | EN54-3, Construction Products Regulation (CPR), RoHS, WEEE
CWSS-RB-S8 | System Sensor | Световой маяк красный Honeywell CWSS-RB-S8 | Emergency Voice Communication Systems EVCS Network 8 Data Sheet |  | 3960,00 | 65.41 | GBP |  |  |  |  | 0 |  |  |  | YES | WRONG | 0
D-71570 | Murrelektronik | Электронный предохранитель Honeywell D-71570 | MTS – Isolation class T 40/B |  | 11866,00 | 197.5 | USD |  |  |  |  | 0 |  |  |  | YES | UNCERTAIN | 3
DCPSU-24-1.3 | Honeywell | Блок питания Honeywell DCPSU-24-1.3 |  |  | 1327,00 | 116.3 | GBP |  |  |  |  | 0 |  |  |  | YES | EMPTY | 3
DPTE1000S | Honeywell | Датчик перепада давления Honeywell DPTE1000S | 3-WIRE DIFFERENTIAL PRESSURE TRANSMITTERS WITH CURRENT AND VOLTAGE OUTPUT | 3-wire differential pressure transmitters from the DPTE series, designed for measuring differential, positive, and vacuum pressure of air and non-aggressive gases. Suitable for various HVAC and industrial applications including air-conditioning, building automation, environmental protection, and fluid control. Features a piezo-resistive pressure transducer, rugged IP54 design, and user-adjustable measurement range, response time, and output signal via jumpers. Includes a re-zeroing pushbutton. | 55842,00 | 244.01 | GBP |  |  | 130 | Overall: 65 (W) x 50 (H) x 57.5 (D) (main body, excluding hose connections); Hose connection: Ø8.5 (outer); Mounting holes: Ø4.5 | 21 | Supply Voltage=18...30 Vac/dc, 50/60 Hz; Output Signal=0...10 Vdc, 4...20 mA (selectable by jumper); Pressure Medium=Air + non-aggressive gases; Working Temperature=0...50 °C; Linearity and Hysteresis Error=≤ ± 1.0% of FS | DPTE | Differential Pressure Transmitter | YES | WRONG | 0 | CE
DTI6 | Honeywell | Датчик давления Honeywell DTI6 | DIFFERENTIAL PRESSURE TRANSMITTER |  | 7096,00 | 42.0 | GBP |  |  |  |  | 0 |  |  |  | YES | UNCERTAIN | 3
EASY | Honeywell | Серверный шкаф Honeywell EASY | HSDP-A Series Air Differential Pressure Transmitter |  | 0,00 | 120.0 | USD |  |  |  |  | 0 |  |  |  | YES | UNCERTAIN | 3
EDA61K-HB-2 | Honeywell | Зарядное устройство для ТСД Honeywell EDA61K-HB-2 |  |  | 9672,96 | 195.0 | USD |  |  |  |  | 0 |  |  |  | NO |  | 0
EDA61K-SH-DC | Honeywell | Пистолетная рукоять для ТСД Honeywell EDA61K-SH-DC | SCANPAL EDA61K Enterprise Mobile Computer |  | 10226,32 | 99.99 | USD |  |  |  |  | 0 |  |  |  | YES | UNCERTAIN | 2
EP10425882 | Honeywell | Датчик присутствия Honeywell EP10425882 | BASIC 8 LENS MASK |  | 17036,75 | 2100.0 | USD | 4015120423093 | datasheet |  |  | 0 |  |  |  | YES | WRONG | 0
EP10427213 | Honeywell | Датчик присутствия Honeywell PD-ATMO360i/8 T KNX | BASIC 8 LENS MASK |  | 36607,00 | 1890.0 | USD | 4015120423093 | datasheet |  |  | 0 |  |  |  | YES | WRONG | 0
EP10427404 | Honeywell | Датчик присутствия Honeywell PD-C360i/8 KNX UP | Spare part Lens mask 8 m |  | 22235,86 | 1450.0 | USD | 4015120423093 | datasheet |  |  | 0 |  |  |  | YES | WRONG | 0
EVCS-HSB | Notifier | Пульт вызова Honeywell EVCS-HSB | TYPE B OUTSTATION |  | 14960,00 | 185.0 | GBP |  |  |  |  | 0 |  |  |  | YES | UNCERTAIN | 2
EVCS-MS | Notifier | Настольная трубка Honeywell EVCS-MS | NETWORK 8 MASTER HANDSET |  | 262764,00 | 1759.0 | GBP |  |  |  |  | 0 |  |  |  | YES | UNCERTAIN | 3
F750E-S0 | Dell | Блок питания Honeywell F750E-S0 | 80 PLUS Verification and Testing Report - Dell F750E-S0 750W Power Supply | This is an 80 PLUS Verification and Testing Report for the Dell F750E-S0 750W power supply, confirming its compliance with 80 PLUS standards. The report details input/output specifications, efficiency measurements at various load levels, power factor, and total harmonic distortion. | 12432,50 | 25.0 | EUR |  |  |  |  | 15 | Ecos_ID=SO-296; Serial_Number=S-0750ADU00-101; Year_of_Manufacture=2011; Form_Factor=1U; Test_Date=2011-07-15 | F750E | Power Supply Unit (PSU) | YES | CORRECT | 1 | 80 PLUS
FCP3-RACK | Siemon | Оптический шкаф Honeywell FCP3-RACK | Fiber Connect Panel (FCP3) |  | 11265,29 | 83.15 | USD |  |  |  |  | 0 |  |  |  | YES | WRONG | 3
FH973A | HP | Переходник DisplayPort-DVI Honeywell FH973A |  |  | 832,50 | 6.3 | USD |  |  |  |  | 0 |  |  |  | NO |  | 0
FO-WBI-12A-GY | Hyperline | Оптический бокс Honeywell FO-WBI-12A-GY |  |  | 3442,00 | 4770.0 | RUB |  |  |  |  | 0 |  |  |  | YES |  | 0
FP1B-LCUL-01H | Siemon | Пигтейл Honeywell FP1B-LCUL-01H |  |  | 588,00 | 12.9 | USD |  |  |  |  | 0 |  |  |  | YES | EMPTY | 0
FT6960-60 | Honeywell | Термостат защиты от замерзания Honeywell FT6960-60 | Adapter ring |  | 27186,57 | 65.2 | USD |  |  |  |  | 0 |  |  |  | YES | WRONG | 2
FUSE-0.5A-5X20 | Honeywell | Предохранитель плавкий Honeywell FUSE-0.5A-5X20 |  |  | 90,79 | 2.99 | USD |  |  |  |  | 0 |  |  |  | NO |  | 0
FUSE-20A-5X20 | Honeywell | Предохранитель плавкий Honeywell FUSE-20A-5X20 | H-S81-HS & S81-HS/C Industrial Fire Panels |  | 584,03 | 0.5 | USD |  |  |  |  | 0 |  |  |  | YES | WRONG | 3
FUSE-2A-5X20-RU | Honeywell | Предохранитель плавкий Honeywell FUSE-2A-5X20 | GASTER N 119 ÷ 289 AW |  | 151,90 | 0.85 | USD |  |  |  |  | 0 |  |  |  | YES | WRONG | 2
FUSE-6.3A-5X20 | Honeywell | Предохранитель плавкий Honeywell FUSE-6.3A-5X20 | ELECTRONIC CONTROL SYSTEM ARC 300 |  | 144,03 | 3.99 | USD |  |  |  |  | 0 |  |  |  | YES | WRONG | 1
FX808313 | Esser | Корпус для расширения батареи FX808313 | Akku-Erweiterungsgehäuse für 2 x 12 V/24 Ah | Komplettes Kunststoffgehäuse zur Aufnahme von zwei Akkumulatoren 12 V / 24 Ah. | 14741,80 | 463.0 | EUR |  |  | 4500 | 450 x 320 x 185 mm (W x H x D) | 13 | operating_temperature_celsius_min=-5; operating_temperature_celsius_max=45; storage_temperature_celsius_min=-10; storage_temperature_celsius_max=50; relative_humidity=< 95% (non-condensing) |  | Battery Expansion Housing | YES | CORRECT | 3 | UL94 V-0
FX808324 | Esser | Блок дисплея и управления FX808324 | FACP ES Line for 8 zones, German |  | 102708,27 | 1.529 | EUR |  |  |  |  | 0 |  |  |  | YES | WRONG | 2
FX808332 | Esser | Петлевая карта esserbus/esserbus-PL FX808332 | FACP ES Line for 8 zones, German |  | 22295,68 | 505.0 | EUR |  |  |  |  | 0 |  |  |  | YES | WRONG | 2
FX808338 | Honeywell | Дополнительный корпус FlexES FX808338 | Declaration of Performance |  | 11552,38 | 490.0 | EUR |  |  |  |  | 0 |  |  |  | YES | WRONG | 0
FX808341 | Esser | Сетевая карта essernet модуль FX808341 | FACP ES Line for 8 zones, German |  | 46493,91 | 651.0 | EUR |  |  |  |  | 0 |  |  |  | YES | WRONG | 2
FX808363 | Esser | Расширение блока питания FX808363 | Power supply extension 24 V/12 Ah | Additional power supply for extension of the power supply in the basic control panel set. The power supply extension supplements the existing panel power supply with an additional 150 W via a plug-in line connection. There is space for two 12 V/12 Ah batteries on the bottom of the housing. Two additional 12 Ah batteries can be connected with an extra housing (Part No. FX808314). | 38408,48 | 945.0 | EUR |  |  | 6200 | W: 450 mm H: 320 mm D: 185 mm | 15 | Rated voltage=230 V AC; Rated frequency=50 Hz ... 60 Hz; Rated current=0.7 A; Output voltage=24 V DC; Output current=max. 6 A (total) |  | Power supply extension | YES | CORRECT | 3
FX808364 | Esser | Расширение блока питания FX808364 | FACP ES Line for 8 zones, German | Compact and high-performance fire alarm control panel for monitoring small facilities, supporting up to 8 conventional sensor groups (max 240 devices). Features a large LCD display for easy operation and programming, with integrated sensor group display. Includes four programmable relays, two sounder outputs (EN 54-13), and interfaces for fire/fault transmission units and fire brigade panels. Designed for high flexibility and reliable false alarm suppression, with event memory and alarm counter. | 47623,00 | 1.015 | EUR |  |  | 5000 | W: 450 mm H: 320 mm D: 185 mm | 24 | rated_voltage=230 V AC; rated_frequency=50 ... 60 Hz; rated_current=0.08 A; battery_capacity=max. 2 x 12 Ah; ambient_temperature_range=-5 °C ... 45 °C | ES Line | Fire Alarm Systems, Small Control Panels, ES Line/Conventional | YES | WRONG | 2 | G 212165, DIN EN 54 part 2, 4, 13, VdS standards
FX808397 | Esser | Панель управления пожарной сигнализацией FlexES Control FX18/18 | FACP FlexES Control FX18 (18 loops) |  | 626289,00 | 3.929 | EUR |  |  |  |  | 0 |  |  |  | YES | UNCERTAIN | 3
FX808430.18R | Esser | Тяжелый ящик FX808430.18R | Conventional MCP electronic module |  | 189150,71 | 11537.0 | EUR |  |  |  |  | 0 |  |  |  | YES | WRONG | 2
FX808431 | Esser | Тяжелый ящик для блока питания FX808431 | Heavy-duty drawer with power supply unit, 5 HU | Heavy-duty drawer on ball-bearing metal rails with a power supply module and space for up to four 12 V/24 Ah batteries. The drawer is designed for 5 rack units (HU). It includes: 1 x Mains adapter connection cable, 2 x Battery connection cables, 2 x Fasteners, 1 x Power supply module (PSM) FX808326 (24 V DC / 150 W) with plug-in connection cable, and 1 x PS connection module and connecting cable 0.6 m (PSC) FX808327. A dummy cover for the heavy-duty drawer PSU, 5 HU must be ordered separately. | 98009,10 | 2.091 | EUR |  |  |  |  | 5 | rack_units=5 HU; battery_support=Up to four 12 V/24 Ah batteries; power_supply_module_output=24 V DC, 150 W (for included PSM FX808326); material=Metal (ball-bearing metal rails); included_ps_connection_cable_length=0.6 m |  | Heavy-duty drawer, Power supply unit | YES | UNCERTAIN | 2
FX808439 | Esser | Сервисный ящик, 1 HU FX808439 |  |  | 6244,57 | 432.0 | EUR |  |  |  |  | 0 |  |  |  | NO |  | 0
GLATRON | GLATRON | Монитор GLATRON | De la smart city à la réalité des territoires connectés - L'émergence d'un modèle français ? |  | 0,00 | 34.0 | EUR |  |  |  |  | 0 |  |  |  | YES | UNCERTAIN | 1
H3D1F1X | Honeywell | Купольная IP камера H3D1F1X | H3D1F equlP® SERIES 720p VFAI TRUE DAY/NIGHT H.264 INDOOR FIXED MINIDOME IP CAMERA |  | 1629,76 | 266.99 | EUR |  |  |  |  | 0 |  |  |  | YES | WRONG | 0
H4L6GR2 | Honeywell | Камера видеонаблюдения H4L6GR2 | H4L6GR2 Network TDN Low-Light 6 MP IR Rugged Dome Camera |  | 72974,83 | 1358.0 | USD |  |  |  |  | 0 |  |  |  | YES | UNCERTAIN | 1
H4W4GR1Y | Honeywell | Внешняя купольная IP камера 4MP H4W4GR1Y | 4MP Network TDN Ultra Low-light WDR IR Rugged Dome Cameras |  | 72974,88 | 825.78 | USD |  |  |  |  | 0 |  |  |  | YES | UNCERTAIN | 3
H4W4PER2 | Honeywell | IP камера RUG DOM 4MP H.265 H4W4PER2 | WDR 4 MP IR Rugged Mini Dome Camera |  | 19447,12 | 252.88 | USD |  |  |  |  | 0 |  |  |  | YES | UNCERTAIN | 1
HBL6GR2 | Honeywell | Камера видеонаблюдения HBL6GR2 | Network TDN Low-Light 2 MP IR LPR Rugged Bullet Camera |  | 0,00 | 1982.49 | USD |  |  |  |  | 0 |  |  |  | YES | UNCERTAIN | 3
HCM-4-2U | Siemon | Органайзер для кабелей HCM-4-2U | RouteIT™ Cable Managers |  | 9290,50 | 59.03 | USD |  |  |  |  | 0 |  |  |  | YES | WRONG | 3
HVAC23C5 | Honeywell | Инвертор HVAC NXL 11KW/400V/23A/IP54 HVAC23C5 |  |  | 265202,00 | 1.324 | GBP |  |  |  |  | 0 |  |  |  | YES | EMPTY | 0
HVAC31C5 | Honeywell | Инвертор HVAC NXL 15KW/400V/31A/IP54 HVAC31C5 |  |  | 330186,67 | 507.0 | GBP |  |  |  |  | 0 |  |  |  | YES | EMPTY | 0
HVAC46C5 | Honeywell | Инвертор NXL HVAC 22KW/400V/46A/IP54 | NXL HVAC INVERTERS |  | 448615,00 | 1.928 | GBP |  |  |  |  | 0 |  |  |  | YES | WRONG | 0
IMC-101-S-SC | Honeywell | Промышленный медиаконвертер IMC-101-S-SC | ControlEdge PLC Specification |  | 41122,33 | 813.8 | USD |  |  |  |  | 0 |  |  |  | YES | WRONG | 0
IP | Honeywell | IP-телефон | 30 SERIES IP CAMERAS |  | 0,00 | 24.99 | USD |  |  |  |  | 0 |  |  |  | YES | UNCERTAIN | 0
KCD2090XI | Honeywell | Монитор KCD2090XI |  |  | 4456,00 | 4456.0 | RUB |  |  |  |  | 0 |  |  |  | NO |  | 0
KD-050 | Kale Kilit | Лампа KD-050 |  |  | 0,00 | 50207.0 | JPY |  |  |  |  | 0 |  |  |  | YES |  | 3
KTF00-65-2M | Honeywell | Кабельный погружной датчик KTF00-65-2M | KTFxx CABLE-TYPE BULB TEMPERATURE SENSORS |  | 5953,80 | 47.7 | CHF |  |  |  |  | 0 |  |  |  | YES | WRONG | 0
KZDS | unknown | Термоусадочная гильза KZDS |  |  | 6,98 | 5.5 | RUB |  |  |  |  | 0 |  |  |  | NO |  | 0
L-VOM40A/EN | Notifier | Громкоговоритель L-VOM40A/EN | 6W Ceiling Loudspeaker |  | 0,00 | 221.66 | USD |  |  |  |  | 0 |  |  |  | YES | WRONG | 3
LA5496411314 | Schneider Electric | Металлические крепления LA5496411314 |  |  | 1215,00 | 1215.0 | RUB |  |  |  |  | 0 |  |  |  | NO |  | 0
LATITUDE | Honeywell | Ноутбук LATITUDE |  |  | 0,00 | 1850.0 | USD |  |  |  |  | 0 |  |  |  | YES | EMPTY | 0
LCD | Honeywell | Монитор LCD | LCD80 Mimic Annunciator | The Honeywell LCD-80 is an 80-character, backlit Liquid Crystal Display (LCD) annunciator designed for use with Honeywell BC200 fire indicator panels (FIP). Up to 32 LCD-80 units can be connected onto a two-wire distributed ring. It operates in two primary modes: "Terminal" and "Annunciator" mode. Common features include an 80-character backlit LCD (20 characters x 4 lines), time and date display, and the ability to be remotely located up to 1000 metres from the control panel. It features a muta | 0,00 | 320.0 | USD |  |  |  |  | 11 | External Supply Voltage=20VDC to 28VDC; Standby Current=100mA; Alarm Current=100mA; Communications Link=EIA485 multi-dropped; Display Type=80-character backlit Liquid Crystal Display (20 characters x 4 lines) |  | Fire Alarm Annunciator | YES | CORRECT | 1
LEONARDO-OT | Honeywell | Дымо-тепловой извещатель Leonardo-OT | Successes in Chemistry and Chemical Technology |  | 1056,00 | 1056.0 | RUB |  |  |  |  | 0 |  |  |  | YES | WRONG | 0
LF20-3P65-5M | Honeywell | Канальный датчик LF20-3P65-5M | LF20, PF20 DUCT TEMPERATURE SENSORS |  | 19670,12 | 197.86 | SAR |  |  |  |  | 0 |  |  |  | YES | UNCERTAIN | 3
LUX | Produal | Конвертер LUX | SW-DCT-USB Configuration Cable |  | 0,00 | [6 empty] | 0 |  |  |  | YES | WRONG | 3
M200E-SMB | Esser | Корпус настенной установки M200E-SMB | Embodied Carbon Calculator: Basic Report for M200E-SMB | This report provides an embodied carbon calculation for the Notifier M200E-SMB Control Panel, utilizing the CIBSE TM65 Digital Tool. It details material extraction, product service life, and embodied carbon results, showing a total embodied carbon of 17 kgCO2e. | 792,68 | 8.82 | GBP |  |  | 1850 |  | 9 | Product service life=15 Years; Refrigerant type=No refrigerant; Refrigerant GWP=0 kgCO2e; Refrigerant charge=0.00 kg; Product complexity category=Category 2 |  | Control Panels | YES | UNCERTAIN | 0
M7294Q1015/U | Honeywell | Мотор Modutrol M7294Q1015/U | SLATE(TM) Combustion Management System |  | 20475,50 | 2745.67 | USD |  |  |  |  | 0 |  |  |  | YES | WRONG | 3
MAU8/MS | Honeywell | Внешняя резьба с уплотнительным кольцом MAU8/MS | Smart DCM DIFF |  | 6547,55 | 135.3 | EUR |  |  |  |  | 0 |  |  |  | YES | UNCERTAIN | 2
MB3480 | Honeywell | Шлюз Moxa MB3480 | TABLET PC - HUAWEI DBY-W09 |  | 42020,00 | 1437.0 | USD |  |  |  |  | 0 |  |  |  | YES | WRONG | 0
MCP-PRO-M | Esser | Ручной извещатель MCP-PRO-M | Извещатель пожарный дымовой оптико-электронный ECO1003М |  | 607,20 | 1265.0 | RUB |  |  |  |  | 0 |  |  |  | YES | WRONG | 0
ML6420A3072 | Honeywell | Электрический линейный привод ML6420A3072 | COMPLETE SET OF PACKINGS |  | 105996,60 | 4783.0 | DKK |  |  |  |  | 0 |  |  |  | YES | WRONG | 0
ML6421A3005 | Honeywell | Привод клапана Honeywell ML6421A3005 |  |  | 17033,00 | 1.134 | USD |  |  |  |  | 0 |  |  |  | YES | EMPTY | 3
ML6421A3013 | Honeywell | Привод клапана Honeywell ML6421A3013 | Дисковые поворотные затворы, с ручным управлением через рукоятку или редуктор |  | 48149,00 | 1.006 | EUR |  |  |  |  | 0 |  |  |  | YES | WRONG | 3
ML6425A3014 | Honeywell | Привод с возвратной пружиной Honeywell ML6425A3014 | Дисковые поворотные затворы с ручным управлением |  | 50917,25 | 721.17 | EUR |  |  |  |  | 0 |  |  |  | YES | WRONG | 3
MZ-PCWS77 | Honeywell | Рабочая станция Dell R7920XL RAID1 RACK | SYSTEM HINTS NEWSLETTER APRIL 2024 | The Honeywell Information, News and Tips (HINTS) monthly newsletter covers timely issues ranging from Honeywell Users Group and cybersecurity, to Priority Notifications, product releases and updates and more. This April 2024 issue includes highlights on Field Device Manager® R530.1 release, Managed Security Services (MSS) Next Generation platform, Experion PKS Computing Platforms announcement, an update on Rittal fans obsolescence, Experion MX QCS- Dell Computing Platform End of Life, Last Time | 206421,50 | 5670.64 | USD |  |  |  |  | 0 |  | SYSTEM HINTS NEWSLETTER | Information Publication | YES | UNCERTAIN | 3
MZ-PCWS84 | Honeywell | Рабочая станция HP Z4 G4 RAID1 TOWER | Experion Collaboration Station |  | 43032,00 | 43032.0 | RUB |  |  |  |  | 0 |  |  |  | YES | WRONG | 0
N05010 | Honeywell | Привод заслонки Honeywell N05010 | Низовая автоматика | Каталог продукции. Всё для систем отопления, централизованного теплоснабжения и вентиляции. | 14984,10 | 209.33 | USD |  |  |  |  | 0 |  |  | Автоматика для систем отопления, централизованного теплоснабжения и вентиляции | YES | UNCERTAIN | 3
N05230-2POS | Honeywell | Привод заслонки Honeywell N05230-2POS | Дисковые поворотные затворы, с ручным управлением через рукоятку или редуктор |  | 16735,00 | 195.07 | EUR |  |  |  |  | 0 |  |  |  | YES | WRONG | 3
N0524-SW2 | Honeywell | Привод заслонки Honeywell N0524-SW2 |  |  | 16371,50 | 115.0 | USD |  |  |  |  | 0 |  |  |  | YES | WRONG | 3
N0524 | Honeywell | Привод заслонки Honeywell N0524 | ДИСКОВОВЫЕ ПОВОРОТНЫЕ ЗАТВОРЫ, С РУЧНЫМ УПРАВЛЕНИЕМ ЧЕРЕЗ РУКОЯТКУ ИЛИ РЕДУКТОР |  | 21031,69 | 144.69 | USD |  |  |  |  | 0 |  |  |  | YES | WRONG | 3
N10010 | Honeywell | Привод заслонки Honeywell N10010 | Дисковые поворотные затворы, с ручным управлением через рукоятку или редуктор |  | 59961,14 | 255.16 | USD |  |  |  |  | 0 |  |  |  | YES | WRONG | 3
N34230 | Honeywell | Привод заслонки Honeywell N34230 | ДИСКОВЫЕ ПОВОРОТНЫЕ ЗАТВОРЫ, С РУЧНЫМ УПРАВЛЕНИЕМ ЧЕРЕЗ РУКОЯТКУ ИЛИ РЕДУКТОР |  | 21412,00 | 521.82 | EUR |  |  |  |  | 0 |  |  |  | YES | WRONG | 3
N3424 | Honeywell | Привод заслонки Honeywell N3424 | Низовая автоматика и трубопроводная арматура | Всё для систем отопления, централизованного теплоснабжения и вентиляции | 18994,00 | 358.78 | GBP |  |  |  |  | 0 |  |  | Product Catalog | YES | UNCERTAIN | 3
NE-NICS02 | NEC | Сетевая карта Honeywell NE-NICS02 |  |  | 87612,50 | 789.0 | USD |  |  |  |  | 0 |  |  |  | YES | EMPTY | 2
NMF-RP16SCUS2-RU | NIKOMAX | Оптический кросс Honeywell NMF-RP16SCUS2-RU |  |  | 3048,50 | 3.568 | RUB |  |  |  |  | 0 |  |  |  | NO |  | 0
OPTIPLEX | Honeywell | Системный блок Dell Optiplex |  |  | 0,00 | 2100.0 | USD |  |  |  |  | 0 |  |  |  | YES | EMPTY | 3
P2210F | Honeywell | Монитор Honeywell P2210F |  |  | 15917,00 | 45.0 | USD |  |  |  |  | 0 |  |  |  | NO |  | 0
P2212HB | Honeywell | Монитор Honeywell P2212HB |  |  | 3267,40 | 61.31 | EUR |  |  |  |  | 0 |  |  |  | NO |  | 0
P2213F | Honeywell | Системный блок Honeywell P2213F |  |  | 1782,17 | 35.0 | USD |  |  |  |  | 0 |  |  |  | NO |  | 0
P2213T | Honeywell | Монитор Honeywell P2213T |  |  | 6683,62 | 9.99 | USD |  |  |  |  | 0 |  |  |  | NO |  | 0
P2217H | Dell | Системный блок Honeywell P2217H |  |  | 13186,80 | 60.0 | USD |  |  |  |  | 0 |  |  |  | NO |  | 0
P2421D | Honeywell | Монитор P2421D | Dell 24 Monitor P2421D |  | 10393,00 | 282.56 | USD |  |  |  |  | 0 |  |  |  | YES | UNCERTAIN | 3
P2422H | Dell | Монитор P2422H | Dell 24 Monitor - P2422H |  | 8928,00 | 190.88 | USD |  |  |  |  | 0 |  |  |  | YES | CORRECT | 3
P400-RU | Honeywell | Видеокарта NVIDIA Quadro P400-RU | NVIDIA Quadro P400 Professional Graphics Card | The NVIDIA Quadro P400 combines a 256 CUDA core Pascal GPU, 2 GB of ultra-fast GDDR5 memory, and advanced display technologies to deliver great performance for a range of professional applications. Its single-slot, low-profile form factor makes it compatible with even the most space and power-constrained chassis. It supports up to three 4K displays (4096x2160 @ 60Hz) with HDR color, providing a wide visual workspace for high-resolution viewing. Quadro cards are certified with a broad range of so | 12231,00 | 129.99 | USD |  |  |  | 68.91 H x 144.78 L | 14 | gpu_memory=2 GB GDDR5; memory_interface=64-bit; memory_bandwidth=Up to 32 GB/s; nvidia_cuda_cores=256; system_interface=PCI Express 3.0 x16 | Quadro | Professional Graphics Card | YES | UNCERTAIN | 2
P600 | Honeywell | Видеокарта NVIDIA Quadro P600 | Street Smart Home Control |  | 3749,75 | 249.98 | USD |  |  |  |  | 0 |  |  |  | YES | WRONG | 0
PANC300-03 | Honeywell | Панель удаленных модулей C300 Panel PANC300-03 | PROCESS CONTROLLER OF THE FUTURE | This document details Honeywell's C300PM process controller, an advanced solution designed to help companies benefit from a modern, unified process control platform. It integrates the capabilities of the EHPM and C300 controllers within an EHPM form factor, offering a seamless upgrade path for legacy xPM systems. The C300PM provides enhanced operational performance, robust peer-to-peer communication, a unified engineering environment, and direct HART data integration for smarter asset management | 3886297,00 | 2450.0 | USD |  |  |  |  | 7 | Controller Type=Process Controller; Platform=Experion PKS platform; Form Factor=EHPM; Software Environment=Control Execution Environment (CEE); Key Features=['Custom Algorithm Block (CAB) functionality', 'Experion PKS I/O HIVE (Highly Integrated Virtual Environment)', 'HART Integration', 'Field Device Manager (FDM) support', 'Unified engineering environment (Control Builder)', 'On-process hardware migration/infrastructure refresh', 'Multi-generational coexistence with other process controllers (C300, ControlEdge UOC)', 'Robust peer-to-peer communications and control', 'Preserves existing control strategies and intellectual property'] | Experion PKS | Industrial Automation Controller | YES | WRONG | 3
PANC300-04 | Honeywell | Панель удаленных модулей C300 Panel PANC300-04 |  |  | 3886297,00 | 2800.0 | USD |  |  |  |  | 0 |  |  |  | NO |  | 0
PAVILION | Honeywell | Ноутбук PAVILION | 4K AI IR Bullet Camera |  | 0,00 | 900.0 | USD |  |  |  |  | 0 |  |  |  | YES | WRONG | 3
PCD2.A200 | Honeywell | Модуль цифрового вывода PCD2.A200 | Digitales Ausgangsmodul, 4 Relais, 250 VAC/2 A, Schliesserkontakt, Kontaktschutz |  | 127600,00 | 499.0 | USD |  |  |  |  | 0 |  |  |  | YES | UNCERTAIN | 1
PCD3.M3360 | Honeywell | Процессорный блок PCD3.M3360 | PCD3.M3360 CPU basic power module with Ethernet TCP/IP, 1023 I/Os, 512 kByte of program memory |  | 140268,00 | 2589.4 | EUR |  |  |  |  | 0 |  |  |  | YES | UNCERTAIN | 2
PCD3.W340 | SAIA | Универсальный аналоговый входной модуль PCD3.W340 | Analoges Eingangsmodul, 8 Kanäle, 12 Bit, 0...2.5 V, 0...10 V, 0...20 mA, Pt/Ni 1000 |  | 35477,00 | 320.0 | CHF |  |  |  |  | 0 |  |  |  | YES | UNCERTAIN | 3
PCD7.L500 | Honeywell | Блок питания PCD7.L500 | Saia PCD3.Mxx60 controllers |  | 17600,00 | 181.0 | CHF |  |  |  |  | 0 |  |  |  | YES | WRONG | 3
PERTHECTION | Honeywell | Сканер PERTHECTION |  |  | 0,00 | 249.99 | USD |  |  |  |  | 0 |  |  |  | NO |  | 0
PHASER | Xerox | Принтер PHASER | TECHNICAL SPECIFICATION OF LT AC THREE PHASE, FOUR WIRE, 40 - 200 AMPS ENERGY METER WITH IN-BUILT CT & MODEM WITH NET METERING ARRANGEMENT |  | 0,00 | 45.0 | USD |  |  |  |  | 0 |  |  |  | YES | WRONG | 0
PIP-003 | Honeywell | Союзное соединение ASD SOCKET UNION 25MM PK10 PIP-003 | Safety Solutions Product Catalogue |  | 3083,85 | 34.02 | GBP |  |  |  |  | 0 |  |  |  | YES | UNCERTAIN | 3
PP11L | Dell | Ноутбук PP11L |  |  | 11816,00 | 420.0 | USD |  |  |  |  | 0 |  |  |  | NO |  | 0
PRECISION | Dell | Системный блок Компьютер PRECISION | Honeywell Precision Barometer HPB |  | 0,00 | 3400.0 | USD |  |  |  |  | 0 |  |  |  | YES | UNCERTAIN | 3
PRECITHION | Honeywell | Системный блок Компьютер PRECITHION |  |  | 0,00 | 44.09 | USD |  |  |  |  | 0 |  |  |  | NO |  | 0
PRECITION | Honeywell | Системный блок Компьютер PRECITION | Fault Tolerant Power Systems |  | 0,00 | 125.0 | USD |  |  |  |  | 0 |  |  |  | YES | UNCERTAIN | 0
PROFI-O | Esser | Дымовой извещатель PROFI-O |  |  | 2187,68 | 2187.68 | RUB |  |  |  |  | 0 |  |  |  | YES | EMPTY | 3
PTSRB0101V3 | Brevini | Электронный датчик давления PTSRB0101V3 |  |  | 70871,30 | 815.33 | EUR |  |  |  |  | 0 |  |  |  | YES | EMPTY | 3
PW5K1ENC3E | Honeywell | Корпус удаленного монтажа PW-5000 TILE MOUNT REMOTE ENCLOSURE EU V | Pro-Watch 5000 Remote Enclosure |  | 33409,70 | 750.0 | EUR |  |  |  |  | 0 |  |  |  | YES | UNCERTAIN | 0
R4343E1048-ST005 | Honeywell | УФ-переключатель пламени R4343E1048-ST005 | SLATE system |  | 10571,50 | 580.0 | EUR |  |  |  |  | 0 |  |  |  | YES | WRONG | 3
RA100Z | System Sensor | Выносной индикатор RA100Z | DNR Duct Smoke Detector | Model DNR Air Duct Smoke Detector uses photoelectric technology for the detection of smoke. This detection method, when combined with an efficient housing design, samples air passing through the duct and allows detection of a developing hazardous condition. When sufficient smoke is sensed, an alarm signal is initiated at the fire control panel monitoring the detector, and appropriate action can be taken to shut off fans, blowers, change over air handling systems, etc. These actions can facilitat | 3241,04 | 21.29 | USD |  |  | 730 | 370 L x 127 W x 63.6 D (Rectangular Footprint) | 13 | operating_temperature_celsius={'general': '-20 to 70', 'with_module_installed': '0 to 49'}; storage_temperature_celsius=-30 to 70; humidity=0% to 93% Relative Humidity Non-condensing; air_velocity=100 to 4000 ft./min. (0.5 to 20.3 m/sec.); rectangular_footprint_dimensions_mm=370 L x 127 W x 63.6 D | DNR | Duct Smoke Detector | YES | WRONG | 0 | UL 268A
RDU300504 | Eaton | Редуктор RDU300504 |  |  | 3002,25 | 22.42 | GBP |  |  |  |  | 0 |  |  |  | NO |  | 0
RIC-F-BLNK-01 | Siemon | Заглушка RIC-F-BLNK-01 | Rack Mount Interconnect Center (RIC3) |  | 349,00 | 2.64 | USD |  |  |  |  | 0 |  |  |  | YES | WRONG | 3
RIC-F-LCU24-01C | Honeywell | Панель Quick-Pack RIC-F-LCU24-01C |  |  | 15363,43 | 79.99 | USD |  |  |  |  | 0 |  |  |  | NO |  | 0
RMK400AP-IV | Honeywell | Комплект для встраиваемого монтажа RMK400AP-IV | Извещатель пожарный дымовой оптико-электронный ЕСО1003М |  | 349,20 | 14.88 | EUR |  |  |  |  | 0 |  |  |  | YES | UNCERTAIN | 0
ROL15-2761-04 | Honeywell | Комплект роликового вала ROL15-2761-04 | I-Class™ Mark II Replacement Parts Catalog | A comprehensive catalog detailing replacement parts for the Honeywell Datamax-O'Neil I-Class Mark II industrial label printer series. This manual covers models I-4212e, I-4310e, and I-4606e, providing part numbers and descriptions for various printer assemblies, options, and hardware components. | 5257,21 | 80.0 | USD |  |  |  |  | 0 |  | I-Class Mark II | Replacement Parts Catalog | YES | WRONG | 1
S0324-2POS-SW1 | Honeywell | Привод заслонки S0324-2POS-SW1 | S03, S05 Series Low-Torque Spring-Return Direct-Coupled Actuators |  | 18182,50 | 85.0 | USD |  |  |  |  | 0 |  |  |  | YES | WRONG | 0
S05230-2POS | Honeywell | Привод заслонки S05230-2POS | Низовая автоматика и трубопроводная арматура |  | 12467,00 | 352.79 | EUR |  |  |  |  | 0 |  |  |  | YES | WRONG | 3
S10010-SW2 | Honeywell | Привод заслонки 10NM 24V с двумя переключателями S10010-SW2 | S10010 / S20010 Damper Actuators 10/20 N-m (88/177 inch-pound) for Proportional and Floating Control |  | 17428,50 | 354.11 | EUR |  |  |  |  | 0 |  |  |  | YES | UNCERTAIN | 2
S10010 | Honeywell | Привод заслонки 10NM 24V S10010 | S10010 / S20010 Damper Actuators 10/20 N-m (88/177 lb-in) for Proportional and Floating Control |  | 8870,00 | 150.0 | USD |  |  |  |  | 0 |  |  |  | YES | UNCERTAIN | 2
SC-SC | Hyperline | Волоконно-оптический патч-корд SC-SC Hyperline FC-D2-50-SC/PR-SC/PR-H-20M-LSZ | E3 Series® Control Panel |  | 2226,17 | 2226.17 | RUB |  |  |  |  | 0 |  |  |  | YES | WRONG | 3
SC-SCDUPLEX9/125-1 | Sonlex | Оптический кабель SC-SCDuplex9/125 1m |  |  | 439,00 | 380.0 | RUB |  |  |  |  | 0 |  |  |  | NO |  | 0
SC-SCDUPLEX9/125-2 | Sonlex | Оптический кабель SC-SCDuplex9/125 2m |  |  | 458,00 | 388.0 | RUB |  |  |  |  | 0 |  |  |  | NO |  | 0
SC-SCDUPLEX9/125-5 | Sonlex | Оптический кабель SC-SCDuplex9/125 5m |  |  | 518,53 | 486.0 | RUB |  |  |  |  | 0 |  |  |  | NO |  | 0
SCDUPLEX9/125-10 | Sonlex | Оптический кабель SCDUPLEX9/125-10 |  |  | 617,50 | 596.0 | RUB |  |  |  |  | 0 |  |  |  | NO |  | 0
SCDUPLEX9/125-15 | Sonlex | Оптический кабель SCDUPLEX9/125-15 |  |  | 715,44 | 381.0 | RUB |  |  |  |  | 0 |  |  |  | NO |  | 0
SDM-S93 | Honeywell | Монитор SDM-S93 | Справочник военного переводчика |  | 713,00 | 35.0 | USD |  |  |  |  | 0 |  |  |  | YES | UNCERTAIN | 1
SF00-B54 | Honeywell | Накладной датчик SF00-B54 | SF00, SF10, SF20 Strap-On Temperature Sensors |  | 8575,84 | 27.76 | GBP |  |  |  |  | 0 |  |  |  | YES | UNCERTAIN | 2
SK8115 | Honeywell | Док-станция Honeywell SK8115 | BOUNTI BP20/20T/25T/50T/85T Billing Printer User Guide |  | 297,00 | 71.61 | USD |  |  |  |  | 0 |  |  |  | YES | UNCERTAIN | 3
SM-0.9-SC-UPC-1.5 | Optcom | Оптический шнур Honeywell SM-0.9-SC-UPC-1.5 | Сборник трудов IX Международной научной конференции «ИТ – СТАНДАРТ 2019» |  | 32,29 | 0.85 | USD |  |  |  |  | 0 |  |  |  | YES | UNCERTAIN | 1
SMB500 | Esser | Монтажный корпус Honeywell SMB500 | SMB500-WH Surface Mount Box | Installation and maintenance instructions for the System Sensor Model SMB500-WH Surface Mount Box. This box is designed for surface mounting modules and includes provisions for conduit entries (1/2" or 3/4" for UL installations) and wall mounting with provided screws and plastic anchors. | 218,25 | 15.98 | USD |  |  |  |  | 3 | mounting_type=Surface Mount; color=White; conduit_entry_sizes=['1/2 inch', '3/4 inch'] |  | Enclosure | YES | UNCERTAIN | 0 | UL
SNR-RMB-1UC | Honeywell | Крепление для Cisco Honeywell SNR-RMB-1UC | Proceedings of the 15th International Workshop on Laser Ranging |  | 378,00 | 1306.0 | RUB |  |  |  |  | 0 |  |  |  | YES | UNCERTAIN | 0
T7460A1018 | Honeywell | Комнатный датчик PT1000 Honeywell T7460A1018 |  |  | 8086,28 | 625.0 | USD |  |  |  |  | 0 |  |  |  | YES | EMPTY | 0
T7560A1000 | Honeywell | Цифровой настенный модуль Honeywell T7560A1000 | Module d'ambiance à affichage numérique |  | 12996,83 | 1169.99 | USD |  |  |  |  | 0 |  |  |  | YES | WRONG | 0
T7560B1008 | Honeywell | Настенный датчик температуры Honeywell T7560B1008 | Контроллер PANTHER |  | 21939,27 | 329.56 | GBP |  |  |  |  | 0 |  |  |  | YES | WRONG | 0
T7560B1024 | Honeywell | Цифровой настенный модуль Honeywell T7560B1024 | T7560A,B Modules d'ambiance à affichage numérique |  | 21939,29 | 285.1 | EUR |  |  |  |  | 0 |  |  |  | YES | WRONG | 0
TPPR-V-1030 | Honeywell | Модуль цифрового ввода Honeywell TPPR-V-1030 | Touchpoint Pro Input/Output Modules |  | 142340,50 | 881.0 | GBP |  |  |  |  | 0 |  |  |  | YES | UNCERTAIN | 0
TPPR-V-1040 | Honeywell | Модуль цифрового ввода Honeywell TPPR-V-1040 |  |  | 100189,56 | 900.0 | USD |  |  |  |  | 0 |  |  |  | YES | EMPTY | 3
TRAY-3 | Honeywell | Сплайс-бокс Honeywell TRAY-3 | Murphy Was an Optimist |  | 4255,86 | 950.0 | USD |  |  |  |  | 0 |  |  |  | YES | UNCERTAIN | 1
U2410F | Honeywell | Монитор Honeywell U2410F | Dell U2410 Flat Panel Monitor |  | 2970,36 | 128.0 | USD |  |  |  |  | 0 |  |  |  | YES | UNCERTAIN | 3
U2412M | Honeywell | Монитор Honeywell U2412M |  |  | 9913,69 | 407.0 | USD |  |  |  |  | 0 |  |  |  | NO |  | 0
U2412MB | Honeywell | Монитор Honeywell U2412MB |  |  | 2257,60 | 76.9 | CHF |  |  |  |  | 0 |  |  |  | NO |  | 0
U2421M | Honeywell | Монитор Honeywell U2421M |  |  | 6692,33 | 6692.33 | RUB |  |  |  |  | 0 |  |  |  | NO |  | 0
V5011R1000 | Honeywell | Двухходовой клапан Honeywell V5011R1000 | V5011R Internal Threaded End-Connection Linear Valve PN16 |  | 14969,00 | 235.6 | CHF |  |  |  |  | 0 |  |  |  | YES | WRONG | 1
V5013R1057 | Honeywell | Трехходовой клапан Honeywell V5013R1057 |  |  | 13321,86 | 224.3 | GBP |  |  |  |  | 0 |  |  |  | YES | WRONG | 0
V5013R1099 | Honeywell | Трехходовой клапан Honeywell V5013R1099 |  |  | 26083,14 | 284.52 | GBP |  |  |  |  | 0 |  |  |  | YES | WRONG | 0
V5015A1151 | Honeywell | Трехходовой клапан Honeywell V5015A1151 | V5015A Flanged Linear Valve PN6 |  | 106598,00 | 1927.5 | CHF |  |  |  |  | 0 |  |  |  | YES | WRONG | 0
V5015A1169 | Honeywell | Трехходовой клапан Honeywell V5015A1169 | Низовая автоматика и трубопроводная арматура |  | 146969,00 | 2893.38 | EUR |  |  |  |  | 0 |  |  |  | YES | WRONG | 3
V5016A1101 | Honeywell | Двухходовой клапан Honeywell V5016A1101 | Низовая автоматика и трубопроводная арматура | Всё для систем отопления, централизованного теплоснабжения и вентиляции | 63165,00 | 819.46 | EUR |  |  |  |  | 0 |  |  |  | YES | UNCERTAIN | 3
V5016A1135 | Honeywell | Двухходовой клапан Honeywell V5016A1135 | ДИСКОВОВЫЕ ПОВОРОТТНЫЕ ЗАТВОРЫ, С РУЧНЫМ УПРАВЛЕНИЕМ ЧЕРЕЗ РУКОЯТКУ ИЛИ РЕДУКТОР |  | 126215,50 | 2838.0 | EUR |  |  |  |  | 0 |  |  |  | YES | WRONG | 3
V5050A1090 | Honeywell | Трехходовой клапан Honeywell V5050A1090 | V5050A 3-WAY FLANGED LINEAR VALVE PN16 | These single seated valves are used for modulating control of hot / chilled water or steam in heating, ventilating and air conditioning systems. The valves can be operated by linear actuators ML6421B and M7L421B. Features include a cast iron body with flanged end connections, low seat leakage rate, metal to metal seating for long life span, self-adjusting packing, accurate positioning for state-of-the-art temperature control, easy mounting of direct coupled electric and pneumatic actuators, and | 193916,92 | 1959.69 | GBP |  |  |  |  | 16 | Action=Stem up to close port A-AB; Nominal pressure rating=PN16; Flow characteristic=Equal percentage port A-AB, linear port B-AB; Valve type=3-way mixing; Rangeability=50:1 | V5050A | 3-WAY FLANGED LINEAR VALVE | YES | WRONG | 3
V5050A1116 | Honeywell | Трехходовой клапан Honeywell V5050A1116 |  |  | 110387,00 | 3905.0 | CHF |  |  |  |  | 0 |  |  |  | YES | WRONG | 3
V5328A1005 | Honeywell | Двухходовой клапан Honeywell V5328A1005 |  |  | 77177,00 | 456.9 | CHF |  |  |  |  | 0 |  |  |  | YES | EMPTY | 3
V5328A1013 | Honeywell | Двухходовой клапан Honeywell V5328A1013 |  |  | 77177,00 | 692.68 | EUR |  |  |  |  | 0 |  |  |  | NO |  | 0
V5328A1047 | Honeywell | Двухходовой клапан Honeywell V5328A1047 |  |  | 77177,00 | 657.31 | USD |  |  |  |  | 0 |  |  |  | NO |  | 0
V5328A1088 | Honeywell | Двухходовой клапан Honeywell V5328A1088 |  |  | 43206,69 | 454.75 | GBP |  |  |  |  | 0 |  |  |  | YES | WRONG | 1
V5328A1112 | Honeywell | Двухходовой клапан Honeywell V5328A1112 | BF-HWC4, BF-MWC5 Series Manual Butterfly Valves |  | 92649,00 | 1290.54 | GBP |  |  |  |  | 0 |  |  |  | YES | WRONG | 3
V5329A1004 | Honeywell | Трехходовой клапан Honeywell V5329A1004 |  |  | 35041,80 | 557.2 | CHF |  |  |  |  | 0 |  |  |  | YES | WRONG | 3
V5329A1046 | Honeywell | Трехходовой клапан Honeywell V5329A1046 |  |  | 42299,40 | 621.0 | CHF |  |  |  |  | 0 |  |  |  | YES | EMPTY | 1
V5329A1053 | Honeywell | Трехходовой клапан Honeywell V5329A1053 |  |  | 53526,00 | 217.0 | EUR |  |  |  |  | 0 |  |  |  | NO |  | 0
V5329C1059 | Honeywell | Трехходовой клапан Honeywell V5329C1059 | V5329A,C FLANGED LINEAR VALVE PN6/16 |  | 43659,90 | 609.4 | CHF |  |  |  |  | 0 |  |  |  | YES | UNCERTAIN | 1
V5329C1083 | Honeywell | Трехходовой клапан Honeywell V5329C1083 | Trade brutto prisliste Maj 2018 |  | 65092,40 | 7478.0 | DKK |  |  |  |  | 0 |  |  |  | YES | WRONG | 0
V5421B1090 | Honeywell | Центрический дисковый клапан Honeywell V5421B1090 |  |  | 66907,33 | 1038.16 | EUR |  |  |  |  | 0 |  |  |  | YES | EMPTY | 0
V5832A1046 | Honeywell | Двухходовой клапан Honeywell V5832A1046 |  |  | 8239,95 | 43.87 | EUR |  |  |  |  | 0 |  |  |  | YES | EMPTY | 0
VF00-3B65NW | Honeywell | Погружной датчик Honeywell VF00-3B65NW |  |  | 21104,36 | 1932.0 | RUB |  |  |  |  | 0 |  |  |  | YES | WRONG | 0
VQ440MB1005 | Honeywell | Комбинированный клапан Honeywell VQ440MB1005 | Solenoid gas valve, normally closed VE400AA |  | 30630,80 | 980.0 | USD |  |  |  |  | 0 |  |  |  | YES | WRONG | 2
VQ450MA1015 | Honeywell | Комбинированный клапан Honeywell VQ450MA1015 | SLATE system |  | 66313,00 | 1150.0 | USD |  |  |  |  | 0 |  |  |  | YES | WRONG | 3
VQ450MB1006 | Honeywell | Комбинированный клапан Honeywell VQ450MB1006 | SLATE(TM) Combustion Management System - Base Module |  | 64861,87 | 1275.0 | USD |  |  |  |  | 0 |  |  |  | YES | WRONG | 3
VR420AB1002-0000 | Honeywell | Комбинированный газовый клапан Honeywell VR420AB1002-0000 | VR400/VR800 Series CLASS „A“ SERVO REGULATED COMBINATION VALVES |  | 109988,00 | 624.0 | USD |  |  |  |  | 0 |  |  |  | YES | WRONG | 2
VR420VA1004-0000 | Honeywell | Комбинированный газовый клапан Honeywell VR420VA1004-0000 | NOTICES TECHNIQUES D’INSTALLATION ET D’UTILISATION |  | 115744,61 | 3250.0 | AED |  |  |  |  | 0 |  |  |  | YES | UNCERTAIN | 3
VSOF-320-4.0 | Honeywell | Трехходовой клапан Honeywell VSOF-320-4.0 |  |  | 24588,00 | 80.94 | EUR |  |  |  |  | 0 |  |  |  | YES | EMPTY | 0
WD19DCS | Dell | Док-станция Honeywell WD19DCS |  |  | 9240,00 | 205.95 | USD |  |  |  |  | 0 |  |  |  | YES |  | 0
X-MAP4P | Inter-M | Цифровой мультимедийный плеер Honeywell X-MAP4P | Centrale Convenzionale a 2 Zone |  | 45775,00 | 907.78 | EUR |  |  |  |  | 0 |  |  |  | YES | WRONG | 2
XFLR822A | Honeywell | Аналоговый выходной модуль Honeywell XFLR822A | Excel Web – LON I/O Modules |  | 39715,33 | 2727.84 | USD |  |  |  |  | 0 |  |  |  | YES | WRONG | 0
XFLR824A | Honeywell | Модуль с 6 реле Honeywell XFLR824A | Excel 800 CONTROL SYSTEM |  | 20908,81 | 385.0 | USD |  |  |  |  | 0 |  |  |  | YES | WRONG | 0
XJ1-00-07000000 | Honeywell | Мобильный принтер Honeywell MP Compact 4 XJ1-00-07000000 |  |  | 233209,17 | 2310.79 | USD |  |  |  |  | 0 |  |  |  | YES | EMPTY | 0
XNX-RMAV-RNNNN | Honeywell | Газоанализатор Honeywell XNX-RMAV-RNNNN | XNX Universal Transmitter |  | 120997,85 | 516.0 | GBP |  |  |  |  | 0 |  |  |  | YES | WRONG | 0
МЕТРОВ | Honeywell | Кабель Honeywell МЕТРОВ | LF20, LF00, LF10, и LF0 ДАТЧИКИ ТЕМПЕРАТУРЫ ВОЗДУХА В КАНАЛЕ |  | 0,00 | [6 empty] | 0 |  |  |  | YES | UNCERTAIN | 3